## generators-p_max_pu_new
| 218 Wind Offshore | 221 Wind Offshore | 270 Wind Offshore | 271 Wind Offshore | 22_220kV Wind Offshore | 1 Wind Onshore | 3 Wind Onshore | 4 Wind Onshore | 6 Wind Onshore | 7 Wind Onshore | 8 Wind Onshore | 9 Wind Onshore | 11 Wind Onshore | 14 Wind Onshore | 16 Wind Onshore | 17 Wind Onshore | 19 Wind Onshore | 21 Wind Onshore | 23 Wind Onshore | 25 Wind Onshore | 27 Wind Onshore | 28 Wind Onshore | 29 Wind Onshore | 31 Wind Onshore | 33 Wind Onshore | 34 Wind Onshore | 35 Wind Onshore | 36 Wind Onshore | 38 Wind Onshore | 39 Wind Onshore | 40 Wind Onshore | 41 Wind Onshore | 43 Wind Onshore | 44 Wind Onshore | 45 Wind Onshore | 47 Wind Onshore | 48 Wind Onshore | 49 Wind Onshore | 50 Wind Onshore | 51 Wind Onshore | 53 Wind Onshore | 54 Wind Onshore | 55 Wind Onshore | 57 Wind Onshore | 58 Wind Onshore | 59 Wind Onshore | 60 Wind Onshore | 62 Wind Onshore | 63 Wind Onshore | 64 Wind Onshore | 65 Wind Onshore | 66 Wind Onshore | 67 Wind Onshore | 70 Wind Onshore | 71 Wind Onshore | 72 Wind Onshore | 73 Wind Onshore | 75 Wind Onshore | 76 Wind Onshore | 77 Wind Onshore | 79 Wind Onshore | 80 Wind Onshore | 81 Wind Onshore | 82 Wind Onshore | 83 Wind Onshore | 84 Wind Onshore | 85 Wind Onshore | 88 Wind Onshore | 89 Wind Onshore | 90 Wind Onshore | 91 Wind Onshore | 92 Wind Onshore | 93 Wind Onshore | 97 Wind Onshore | 98 Wind Onshore | 101 Wind Onshore | 102 Wind Onshore | 103 Wind Onshore | 108 Wind Onshore | 109 Wind Onshore | 110 Wind Onshore | 111 Wind Onshore | 112 Wind Onshore | 113 Wind Onshore | 114 Wind Onshore | 115 Wind Onshore | 116 Wind Onshore | 118 Wind Onshore | 119 Wind Onshore | 121 Wind Onshore | 122 Wind Onshore | 126 Wind Onshore | 127 Wind Onshore | 130 Wind Onshore | 131 Wind Onshore | 132 Wind Onshore | 133 Wind Onshore | 134 Wind Onshore | 135 Wind Onshore | 136 Wind Onshore | 137 Wind Onshore | 139 Wind Onshore | 140 Wind Onshore | 141 Wind Onshore | 142 Wind Onshore | 144 Wind Onshore | 145 Wind Onshore | 146 Wind Onshore | 147 Wind Onshore | 148 Wind Onshore | 149 Wind Onshore | 150 Wind Onshore | 151 Wind Onshore | 152 Wind Onshore | 153 Wind Onshore | 154 Wind Onshore | 155 Wind Onshore | 158 Wind Onshore | 161 Wind Onshore | 162 Wind Onshore | 163 Wind Onshore | 164 Wind Onshore | 166 Wind Onshore | 167 Wind Onshore | 168 Wind Onshore | 169 Wind Onshore | 170 Wind Onshore | 171 Wind Onshore | 172 Wind Onshore | 173 Wind Onshore | 174 Wind Onshore | 175 Wind Onshore | 176 Wind Onshore | 177 Wind Onshore | 178 Wind Onshore | 179 Wind Onshore | 180 Wind Onshore | 181 Wind Onshore | 182 Wind Onshore | 183 Wind Onshore | 185 Wind Onshore | 186 Wind Onshore | 187 Wind Onshore | 188 Wind Onshore | 189 Wind Onshore | 190 Wind Onshore | 192 Wind Onshore | 193 Wind Onshore | 194 Wind Onshore | 196 Wind Onshore | 197 Wind Onshore | 198 Wind Onshore | 199 Wind Onshore | 200 Wind Onshore | 202 Wind Onshore | 203 Wind Onshore | 204 Wind Onshore | 205 Wind Onshore | 206 Wind Onshore | 207 Wind Onshore | 208 Wind Onshore | 209 Wind Onshore | 210 Wind Onshore | 211 Wind Onshore | 212 Wind Onshore | 213 Wind Onshore | 214 Wind Onshore | 215 Wind Onshore | 216 Wind Onshore | 217 Wind Onshore | 218 Wind Onshore | 219 Wind Onshore | 221 Wind Onshore | 222 Wind Onshore | 223 Wind Onshore | 224 Wind Onshore | 225 Wind Onshore | 226 Wind Onshore | 227 Wind Onshore | 228 Wind Onshore | 229 Wind Onshore | 230 Wind Onshore | 234 Wind Onshore | 235 Wind Onshore | 237 Wind Onshore | 238 Wind Onshore | 239 Wind Onshore | 240 Wind Onshore | 241 Wind Onshore | 242 Wind Onshore | 245 Wind Onshore | 246 Wind Onshore | 249 Wind Onshore | 253 Wind Onshore | 254 Wind Onshore | 255 Wind Onshore | 256 Wind Onshore | 257 Wind Onshore | 258 Wind Onshore | 259 Wind Onshore | 260 Wind Onshore | 262 Wind Onshore | 265 Wind Onshore | 266 Wind Onshore | 268 Wind Onshore | 269 Wind Onshore | 270 Wind Onshore | 271 Wind Onshore | 273 Wind Onshore | 274 Wind Onshore | 275 Wind Onshore | 276 Wind Onshore | 277 Wind Onshore | 278 Wind Onshore | 280 Wind Onshore | 283 Wind Onshore | 284 Wind Onshore | 285 Wind Onshore | 286 Wind Onshore | 287 Wind Onshore | 288 Wind Onshore | 289 Wind Onshore | 290 Wind Onshore | 291 Wind Onshore | 293 Wind Onshore | 294 Wind Onshore | 295 Wind Onshore | 296 Wind Onshore | 297 Wind Onshore | 298 Wind Onshore | 299 Wind Onshore | 300 Wind Onshore | 301 Wind Onshore | 302 Wind Onshore | 304 Wind Onshore | 305 Wind Onshore | 306 Wind Onshore | 309 Wind Onshore | 310 Wind Onshore | 311 Wind Onshore | 313 Wind Onshore | 314 Wind Onshore | 316 Wind Onshore | 318 Wind Onshore | 319 Wind Onshore | 320 Wind Onshore | 321 Wind Onshore | 323 Wind Onshore | 324 Wind Onshore | 325 Wind Onshore | 326 Wind Onshore | 327 Wind Onshore | 328 Wind Onshore | 329 Wind Onshore | 330 Wind Onshore | 331 Wind Onshore | 333 Wind Onshore | 335 Wind Onshore | 337 Wind Onshore | 339 Wind Onshore | 340 Wind Onshore | 341 Wind Onshore | 342 Wind Onshore | 343 Wind Onshore | 344 Wind Onshore | 345 Wind Onshore | 346 Wind Onshore | 347 Wind Onshore | 348 Wind Onshore | 349 Wind Onshore | 350 Wind Onshore | 352 Wind Onshore | 354 Wind Onshore | 355 Wind Onshore | 356 Wind Onshore | 357 Wind Onshore | 358 Wind Onshore | 359 Wind Onshore | 361 Wind Onshore | 363 Wind Onshore | 364 Wind Onshore | 365 Wind Onshore | 366 Wind Onshore | 367 Wind Onshore | 368 Wind Onshore | 369 Wind Onshore | 370 Wind Onshore | 371 Wind Onshore | 372 Wind Onshore | 373 Wind Onshore | 374 Wind Onshore | 375 Wind Onshore | 376 Wind Onshore | 377 Wind Onshore | 378 Wind Onshore | 379 Wind Onshore | 380 Wind Onshore | 381 Wind Onshore | 383 Wind Onshore | 386 Wind Onshore | 387 Wind Onshore | 388 Wind Onshore | 389 Wind Onshore | 390 Wind Onshore | 392 Wind Onshore | 393 Wind Onshore | 394 Wind Onshore | 395 Wind Onshore | 396 Wind Onshore | 397 Wind Onshore | 398 Wind Onshore | 399 Wind Onshore | 400 Wind Onshore | 401 Wind Onshore | 402 Wind Onshore | 405 Wind Onshore | 406 Wind Onshore | 409 Wind Onshore | 410 Wind Onshore | 411 Wind Onshore | 412 Wind Onshore | 414 Wind Onshore | 415 Wind Onshore | 416 Wind Onshore | 417 Wind Onshore | 418 Wind Onshore | 422 Wind Onshore | 423 Wind Onshore | 424 Wind Onshore | 425 Wind Onshore | 426 Wind Onshore | 427 Wind Onshore | 428 Wind Onshore | 429 Wind Onshore | 430 Wind Onshore | 431 Wind Onshore | 432 Wind Onshore | 433 Wind Onshore | 434 Wind Onshore | 435 Wind Onshore | 436 Wind Onshore | 437 Wind Onshore | 438 Wind Onshore | 439 Wind Onshore | 440 Wind Onshore | 441 Wind Onshore | 442 Wind Onshore | 443 Wind Onshore | 444 Wind Onshore | 445 Wind Onshore | 446 Wind Onshore | 447 Wind Onshore | 448 Wind Onshore | 449 Wind Onshore | 451 Wind Onshore | 452 Wind Onshore | 453 Wind Onshore | 454 Wind Onshore | 455 Wind Onshore | 456 Wind Onshore | 457 Wind Onshore | 459 Wind Onshore | 460 Wind Onshore | 461 Wind Onshore | 462 Wind Onshore | 463 Wind Onshore | 464 Wind Onshore | 465 Wind Onshore | 466 Wind Onshore | 467 Wind Onshore | 468 Wind Onshore | 469 Wind Onshore | 470 Wind Onshore | 471 Wind Onshore | 472 Wind Onshore | 473 Wind Onshore | 474 Wind Onshore | 475 Wind Onshore | 476 Wind Onshore | 477 Wind Onshore | 478 Wind Onshore | 479 Wind Onshore | 480 Wind Onshore | 481 Wind Onshore | 482 Wind Onshore | 483 Wind Onshore | 484 Wind Onshore | 485 Wind Onshore | 486 Wind Onshore | 487 Wind Onshore | 488 Wind Onshore | 489 Wind Onshore | 490 Wind Onshore | 491 Wind Onshore | 492 Wind Onshore | 493 Wind Onshore | 494 Wind Onshore | 495 Wind Onshore | 2_220kV Wind Onshore | 5_220kV Wind Onshore | 10_220kV Wind Onshore | 12_220kV Wind Onshore | 13_220kV Wind Onshore | 15_220kV Wind Onshore | 18_220kV Wind Onshore | 20_220kV Wind Onshore | 22_220kV Wind Onshore | 24_220kV Wind Onshore | 26_220kV Wind Onshore | 30_220kV Wind Onshore | 32_220kV Wind Onshore | 37_220kV Wind Onshore | 42_220kV Wind Onshore | 46_220kV Wind Onshore | 52_220kV Wind Onshore | 56_220kV Wind Onshore | 61_220kV Wind Onshore | 68_220kV Wind Onshore | 69_220kV Wind Onshore | 74_220kV Wind Onshore | 78_220kV Wind Onshore | 86_220kV Wind Onshore | 87_220kV Wind Onshore | 94_220kV Wind Onshore | 95_220kV Wind Onshore | 96_220kV Wind Onshore | 99_220kV Wind Onshore | 100_220kV Wind Onshore | 104_220kV Wind Onshore | 105_220kV Wind Onshore | 106_220kV Wind Onshore | 107_220kV Wind Onshore | 117_220kV Wind Onshore | 120_220kV Wind Onshore | 123_220kV Wind Onshore | 124_220kV Wind Onshore | 125_220kV Wind Onshore | 128_220kV Wind Onshore | 129_220kV Wind Onshore | 138_220kV Wind Onshore | 143_220kV Wind Onshore | 156_220kV Wind Onshore | 157_220kV Wind Onshore | 159_220kV Wind Onshore | 160_220kV Wind Onshore | 165_220kV Wind Onshore | 184_220kV Wind Onshore | 191_220kV Wind Onshore | 195_220kV Wind Onshore | 201_220kV Wind Onshore | 220_220kV Wind Onshore | 231_220kV Wind Onshore | 232_220kV Wind Onshore | 233_220kV Wind Onshore | 236_220kV Wind Onshore | 247_220kV Wind Onshore | 248_220kV Wind Onshore | 250_220kV Wind Onshore | 251_220kV Wind Onshore | 252_220kV Wind Onshore | 261_220kV Wind Onshore | 264_220kV Wind Onshore | 267_220kV Wind Onshore | 272_220kV Wind Onshore | 279_220kV Wind Onshore | 281_220kV Wind Onshore | 282_220kV Wind Onshore | 292_220kV Wind Onshore | 303_220kV Wind Onshore | 307_220kV Wind Onshore | 308_220kV Wind Onshore | 312_220kV Wind Onshore | 315_220kV Wind Onshore | 317_220kV Wind Onshore | 322_220kV Wind Onshore | 332_220kV Wind Onshore | 334_220kV Wind Onshore | 336_220kV Wind Onshore | 338_220kV Wind Onshore | 351_220kV Wind Onshore | 353_220kV Wind Onshore | 360_220kV Wind Onshore | 362_220kV Wind Onshore | 382_220kV Wind Onshore | 384_220kV Wind Onshore | 385_220kV Wind Onshore | 391_220kV Wind Onshore | 403_220kV Wind Onshore | 404_220kV Wind Onshore | 413_220kV Wind Onshore | 421_220kV Wind Onshore | 450_220kV Wind Onshore | 458_220kV Wind Onshore | 1 Solar | 3 Solar | 4 Solar | 6 Solar | 7 Solar | 8 Solar | 9 Solar | 11 Solar | 14 Solar | 16 Solar | 17 Solar | 19 Solar | 21 Solar | 23 Solar | 25 Solar | 27 Solar | 28 Solar | 29 Solar | 31 Solar | 33 Solar | 34 Solar | 35 Solar | 36 Solar | 38 Solar | 39 Solar | 40 Solar | 41 Solar | 43 Solar | 44 Solar | 45 Solar | 47 Solar | 48 Solar | 49 Solar | 50 Solar | 51 Solar | 53 Solar | 54 Solar | 55 Solar | 57 Solar | 58 Solar | 59 Solar | 60 Solar | 62 Solar | 63 Solar | 64 Solar | 65 Solar | 66 Solar | 67 Solar | 70 Solar | 71 Solar | 72 Solar | 73 Solar | 75 Solar | 76 Solar | 77 Solar | 79 Solar | 80 Solar | 81 Solar | 82 Solar | 83 Solar | 84 Solar | 85 Solar | 88 Solar | 89 Solar | 90 Solar | 91 Solar | 92 Solar | 93 Solar | 97 Solar | 98 Solar | 101 Solar | 102 Solar | 103 Solar | 108 Solar | 109 Solar | 110 Solar | 111 Solar | 112 Solar | 113 Solar | 114 Solar | 115 Solar | 116 Solar | 118 Solar | 119 Solar | 121 Solar | 122 Solar | 126 Solar | 127 Solar | 130 Solar | 131 Solar | 132 Solar | 133 Solar | 134 Solar | 135 Solar | 136 Solar | 137 Solar | 139 Solar | 140 Solar | 141 Solar | 142 Solar | 144 Solar | 145 Solar | 146 Solar | 147 Solar | 148 Solar | 149 Solar | 150 Solar | 151 Solar | 152 Solar | 153 Solar | 154 Solar | 155 Solar | 158 Solar | 161 Solar | 162 Solar | 163 Solar | 164 Solar | 166 Solar | 167 Solar | 168 Solar | 169 Solar | 170 Solar | 171 Solar | 172 Solar | 173 Solar | 174 Solar | 175 Solar | 176 Solar | 177 Solar | 178 Solar | 179 Solar | 180 Solar | 181 Solar | 182 Solar | 183 Solar | 185 Solar | 186 Solar | 187 Solar | 188 Solar | 189 Solar | 190 Solar | 192 Solar | 193 Solar | 194 Solar | 196 Solar | 197 Solar | 198 Solar | 199 Solar | 200 Solar | 202 Solar | 203 Solar | 204 Solar | 205 Solar | 206 Solar | 207 Solar | 208 Solar | 209 Solar | 210 Solar | 211 Solar | 212 Solar | 213 Solar | 214 Solar | 215 Solar | 216 Solar | 217 Solar | 218 Solar | 219 Solar | 221 Solar | 222 Solar | 223 Solar | 224 Solar | 225 Solar | 226 Solar | 227 Solar | 228 Solar | 229 Solar | 230 Solar | 234 Solar | 235 Solar | 237 Solar | 238 Solar | 239 Solar | 240 Solar | 241 Solar | 242 Solar | 245 Solar | 246 Solar | 249 Solar | 253 Solar | 254 Solar | 255 Solar | 256 Solar | 257 Solar | 258 Solar | 259 Solar | 260 Solar | 262 Solar | 265 Solar | 266 Solar | 268 Solar | 269 Solar | 270 Solar | 271 Solar | 273 Solar | 274 Solar | 275 Solar | 276 Solar | 277 Solar | 278 Solar | 280 Solar | 283 Solar | 284 Solar | 285 Solar | 286 Solar | 287 Solar | 288 Solar | 289 Solar | 290 Solar | 291 Solar | 293 Solar | 294 Solar | 295 Solar | 296 Solar | 297 Solar | 298 Solar | 299 Solar | 300 Solar | 301 Solar | 302 Solar | 304 Solar | 305 Solar | 306 Solar | 309 Solar | 310 Solar | 311 Solar | 313 Solar | 314 Solar | 316 Solar | 318 Solar | 319 Solar | 320 Solar | 321 Solar | 323 Solar | 324 Solar | 325 Solar | 326 Solar | 327 Solar | 328 Solar | 329 Solar | 330 Solar | 331 Solar | 333 Solar | 335 Solar | 337 Solar | 339 Solar | 340 Solar | 341 Solar | 342 Solar | 343 Solar | 344 Solar | 345 Solar | 346 Solar | 347 Solar | 348 Solar | 349 Solar | 350 Solar | 352 Solar | 354 Solar | 355 Solar | 356 Solar | 357 Solar | 358 Solar | 359 Solar | 361 Solar | 363 Solar | 364 Solar | 365 Solar | 366 Solar | 367 Solar | 368 Solar | 369 Solar | 370 Solar | 371 Solar | 372 Solar | 373 Solar | 374 Solar | 375 Solar | 376 Solar | 377 Solar | 378 Solar | 379 Solar | 380 Solar | 381 Solar | 383 Solar | 386 Solar | 387 Solar | 388 Solar | 389 Solar | 390 Solar | 392 Solar | 393 Solar | 394 Solar | 395 Solar | 396 Solar | 397 Solar | 398 Solar | 399 Solar | 400 Solar | 401 Solar | 402 Solar | 405 Solar | 406 Solar | 409 Solar | 410 Solar | 411 Solar | 412 Solar | 414 Solar | 415 Solar | 416 Solar | 417 Solar | 418 Solar | 422 Solar | 423 Solar | 424 Solar | 425 Solar | 426 Solar | 427 Solar | 428 Solar | 429 Solar | 430 Solar | 431 Solar | 432 Solar | 433 Solar | 434 Solar | 435 Solar | 436 Solar | 437 Solar | 438 Solar | 439 Solar | 440 Solar | 441 Solar | 442 Solar | 443 Solar | 444 Solar | 445 Solar | 446 Solar | 447 Solar | 448 Solar | 449 Solar | 451 Solar | 452 Solar | 453 Solar | 454 Solar | 455 Solar | 456 Solar | 457 Solar | 459 Solar | 460 Solar | 461 Solar | 462 Solar | 463 Solar | 464 Solar | 465 Solar | 466 Solar | 467 Solar | 468 Solar | 469 Solar | 470 Solar | 471 Solar | 472 Solar | 473 Solar | 474 Solar | 475 Solar | 476 Solar | 477 Solar | 478 Solar | 479 Solar | 480 Solar | 481 Solar | 482 Solar | 483 Solar | 484 Solar | 485 Solar | 486 Solar | 487 Solar | 488 Solar | 489 Solar | 490 Solar | 491 Solar | 492 Solar | 493 Solar | 494 Solar | 495 Solar | 2_220kV Solar | 5_220kV Solar | 10_220kV Solar | 12_220kV Solar | 13_220kV Solar | 15_220kV Solar | 18_220kV Solar | 20_220kV Solar | 22_220kV Solar | 24_220kV Solar | 26_220kV Solar | 30_220kV Solar | 32_220kV Solar | 37_220kV Solar | 42_220kV Solar | 46_220kV Solar | 52_220kV Solar | 56_220kV Solar | 61_220kV Solar | 68_220kV Solar | 69_220kV Solar | 74_220kV Solar | 78_220kV Solar | 86_220kV Solar | 87_220kV Solar | 94_220kV Solar | 95_220kV Solar | 96_220kV Solar | 99_220kV Solar | 100_220kV Solar | 104_220kV Solar | 105_220kV Solar | 106_220kV Solar | 107_220kV Solar | 117_220kV Solar | 120_220kV Solar | 123_220kV Solar | 124_220kV Solar | 125_220kV Solar | 128_220kV Solar | 129_220kV Solar | 138_220kV Solar | 143_220kV Solar | 156_220kV Solar | 157_220kV Solar | 159_220kV Solar | 160_220kV Solar | 165_220kV Solar | 184_220kV Solar | 191_220kV Solar | 195_220kV Solar | 201_220kV Solar | 220_220kV Solar | 231_220kV Solar | 232_220kV Solar | 233_220kV Solar | 236_220kV Solar | 247_220kV Solar | 248_220kV Solar | 250_220kV Solar | 251_220kV Solar | 252_220kV Solar | 261_220kV Solar | 263_220kV Solar | 264_220kV Solar | 267_220kV Solar | 272_220kV Solar | 279_220kV Solar | 281_220kV Solar | 282_220kV Solar | 292_220kV Solar | 303_220kV Solar | 307_220kV Solar | 308_220kV Solar | 312_220kV Solar | 315_220kV Solar | 317_220kV Solar | 322_220kV Solar | 332_220kV Solar | 334_220kV Solar | 336_220kV Solar | 338_220kV Solar | 351_220kV Solar | 353_220kV Solar | 360_220kV Solar | 362_220kV Solar | 382_220kV Solar | 384_220kV Solar | 385_220kV Solar | 391_220kV Solar | 403_220kV Solar | 404_220kV Solar | 413_220kV Solar | 421_220kV Solar | 450_220kV Solar | 458_220kV Solar
0 | 1 | 1 | 1 | 0.99957 | 1 | 0.61301 | 0.38666 | 0.65818 | 0.68015 | 0.59246 | 0.94921 | 0.94919 | 0.95617 | 0 | 0.8624 | 0.90101 | 0 | 0.93221 | 0.96187 | 0.98411 | 0.86247 | 0.93994 | 0.92009 | 0.046477 | 0.20183 | 0.83586 | 0.85119 | 0.85023 | 0.88009 | 0.8719 | 0.99872 | 0.95207 | 0.81449 | 0.68502 | 0.7553 | 0.84544 | 0.83207 | 0.76216 | 0.64654 | 0.010313 | 0.00013743 | 0 | 0 | 0 | 0 | 0.76849 | 0.8345 | 0.80354 | 2.7799e-05 | 0 | 0.06796 | 0.030461 | 0.7992 | 0 | 0.57702 | 0.40463 | 0.77346 | 0.42054 | 0.16077 | 0.072577 | 0.72721 | 0.62411 | 0.70273 | 0.86528 | 0.98632 | 0.99579 | 0.39138 | 0.16204 | 0.15558 | 0.39999 | 0.42695 | 0.45618 | 0.56079 | 0.013066 | 0.99894 | 0.97768 | 0.97477 | 0.10236 | 0.23425 | 0.10432 | 0.13552 | 0.089516 | 0.20195 | 0.19601 | 0.059571 | 0.051488 | 0.048181 | 0 | 0.039623 | 0.044256 | 0.0362 | 0.050215 | 0.0363 | 0.045613 | 0.0019965 | 0.045932 | 0.00036333 | 0.0069499 | 0.1708 | 0.18853 | 0.25387 | 0.22339 | 0.21688 | 0.1355 | 0.21479 | 0.11887 | 0.0019965 | 0.0019997 | 0.079476 | 0.018081 | 0.00050639 | 0.0011083 | 0.050363 | 2.1734e-05 | 0.15016 | 0.0015773 | 0.083399 | 0.031713 | 0.76173 | 0.0019965 | 0.04245 | 0.30642 | 0.19793 | 0.14874 | 0.25574 | 0.21515 | 0.092412 | 0.092412 | 0.24797 | 0.074439 | 0.255 | 0.16066 | 0.1093 | 0.99093 | 0.0064583 | 0.9696 | 0.89107 | 0.98472 | 0.93217 | 0.8869 | 0.16208 | 0.21224 | 0.25506 | 0.15723 | 0.00022351 | 5.7344e-06 | 0.98108 | 0.1618 | 0.25426 | 0.24523 | 0.26638 | 0.18725 | 0.19853 | 0.15857 | 0.55967 | 0.41591 | 0.051101 | 0.08308 | 0.051059 | 0.35886 | 0.24866 | 0.64338 | 0.42112 | 0 | 0 | 8.8112e-05 | 0 | 0 | 0 | 0.99801 | 0.99946 | 0.42586 | 0.64318 | 0.62616 | 0 | 0 | 0 | 0.39045 | 0 | 0.00011817 | 0 | 0.00066349 | 0 | 0 | 0 | 0 | 0 | 5.4023e-06 | 0 | 8.5123e-05 | 2.8788e-09 | 0 | 0.19545 | 0.11722 | 0 | 0 | 0 | 0 | 0.14379 | 0.11218 | 9.1315e-06 | 0 | 0.51345 | 0 | 0.0008196 | 0.0031118 | 0.89658 | 0.81988 | 1 | 0.9999 | 0 | 0 | 0.83586 | 0.57947 | 0.77565 | 7.2263e-06 | 0.00038348 | 0.71979 | 0.045934 | 0.6819 | 0.00044769 | 0.468 | 0.46642 | 0.4428 | 0.1809 | 0.12226 | 0.77926 | 0.64763 | 0.61209 | 0.65793 | 0.65232 | 0.69827 | 0.68856 | 0.045891 | 0.0056026 | 0 | 0 | 0.00089821 | 0.00030435 | 0.023077 | 0.41522 | 0 | 0 | 0.019383 | 1.091e-08 | 0 | 0 | 0.25931 | 0.22223 | 0.49253 | 0.32688 | 0.27276 | 0 | 0 | 0 | 0 | 0.99965 | 0.00041523 | 0 | 4.1311e-05 | 0.7005 | 0.39797 | 0.33981 | 0.0063215 | 0.36886 | 0.11948 | 0.78119 | 0.82479 | 0.76754 | 2.5918e-05 | 0.00014297 | 0 | 0 | 0 | 0 | 0 | 0 | 0 | 0 | 0.1692 | 0.0019803 | 0.78334 | 0 | 0 | 0 | 0.90885 | 0 | 0 | 0 | 0 | 0.38613 | 0 | 0.50407 | 7.3841e-08 | 0 | 0 | 0.7231 | 0.00028477 | 5.3316e-08 | 0.31697 | 0.38804 | 0.47153 | 0.0022794 | 0.02336 | 0.11887 | 0 | 0.0012634 | 0 | 0 | 0 | 0.99183 | 0 | 0.3274 | 0.99527 | 0.98663 | 0 | 0 | 0 | 0.0053303 | 0.15507 | 0.98724 | 0.817 | 0.92965 | 0 | 0.00034341 | 0.003384 | 0 | 0 | 0 | 0.60269 | 0.47331 | 0 | 0.72914 | 0.063379 | 0.10528 | 0.080601 | 0.0040937 | 0.0030236 | 0 | 0.79655 | 0.00031698 | 0 | 0 | 0 | 0.96779 | 0.30923 | 0.25893 | 0.57905 | 0.59142 | 0.42678 | 0.99829 | 0.9973 | 0.08501 | 0.11887 | 0.099889 | 0 | 0.0039954 | 0.051059 | 0.092915 | 0.15899 | 0.21688 | 0.11887 | 0.11887 | 0.21688 | 0.20523 | 0.17378 | 0.0001011 | 0.00045028 | 0.0010502 | 3.253e-05 | 0.23474 | 0.24743 | 0.21073 | 7.646e-05 | 0.27826 | 0.28666 | 0.77216 | 0.73766 | 0.33232 | 0.4072 | 0.13768 | 0.43339 | 0.35587 | 0.36235 | 0.57012 | 0.0036194 | 0.0024758 | 7.4477e-08 | 0 | 0 | 0 | 0.23861 | 0.17394 | 0 | 0 | 0 | 0 | 0.99948 | 0.64425 | 0.69416 | 0.89513 | 0.81771 | 0 | 0 | 0.99808 | 0.93495 | 0.99461 | 0.99603 | 0.96216 | 0.85705 | 0.25119 | 0.6537 | 0.99767 | 0.84687 | 0 | 0 | 0.75079 | 0.00021391 | 0 | 0.7382 | 0.13457 | 0.42651 | 0.33152 | 0.52656 | 0.54705 | 0.43799 | 0 | 0 | 0.24803 | 0.29488 | 0.11887 | 0.11887 | 7.6421e-05 | 0.00011547 | 0.049783 | 0.051059 | 0.0019687 | 0 | 0.13389 | 0.25574 | 0.19861 | 0.01299 | 0.19901 | 0.73366 | 0.87266 | 0.19564 | 0.16267 | 0.25351 | 0.25426 | 0.83421 | 0.32768 | 0 | 0 | 0 | 0 | 0.0017496 | 0.19853 | 0.19545 | 0.19545 | 0.19545 | 0 | 0 | 0.0019965 | 0.99717 | 0.31989 | 0.32644 | 0.45944 | 0.47189 | 0.084225 | 0 | 0.022854 | 0.014122 | 0 | 0.036191 | 0 | 4.367e-05 | 0.017154 | 0.083858 | 0.00061618 | 0.00049582 | 8.3916e-05 | 0 | 0 | 0.0032137 | 0.03476 | 4.3603e-05 | 0 | 0 | 0 | 0 | 0.00052233 | 0.08308 | 0.08308 | 0 | 0 | 0 | 0 | 0 | 0 | 0 | 0 | 0 | 0 | 0 | 0 | 0 | 0 | 0 | 0 | 0 | 0 | 0 | 0 | 0 | 0 | 0 | 0 | 0 | 0 | 0 | 0 | 0 | 0 | 0 | 0 | 0 | 0 | 0 | 0 | 0 | 0 | 0 | 0 | 0 | 0 | 0 | 0 | 0 | 0 | 0 | 0 | 0 | 0 | 0 | 0 | 0 | 0 | 0 | 0 | 0 | 0 | 0 | 0 | 0 | 0 | 0 | 0 | 0 | 0 | 0 | 0 | 0 | 0 | 0 | 0 | 0 | 0 | 0 | 0 | 0 | 0 | 0 | 0 | 0 | 0 | 0 | 0 | 0 | 0 | 0 | 0 | 0 | 0 | 0 | 0 | 0 | 0 | 0 | 0 | 0 | 0 | 0 | 0 | 0 | 0 | 0 | 0 | 0 | 0 | 0 | 0 | 0 | 0 | 0 | 0 | 0 | 0 | 0 | 0 | 0 | 0 | 0 | 0 | 0 | 0 | 0 | 0 | 0 | 0 | 0 | 0 | 0 | 0 | 0 | 0 | 0 | 0 | 0 | 0 | 0 | 0 | 0 | 0 | 0 | 0 | 0 | 0 | 0 | 0 | 0 | 0 | 0 | 0 | 0 | 0 | 0 | 0 | 0 | 0 | 0 | 0 | 0 | 0 | 0 | 0 | 0 | 0 | 0 | 0 | 0 | 0 | 0 | 0 | 0 | 0 | 0 | 0 | 0 | 0 | 0 | 0 | 0 | 0 | 0 | 0 | 0 | 0 | 0 | 0 | 0 | 0 | 0 | 0 | 0 | 0 | 0 | 0 | 0 | 0 | 0 | 0 | 0 | 0 | 0 | 0 | 0 | 0 | 0 | 0 | 0 | 0 | 0 | 0 | 0 | 0 | 0 | 0 | 0 | 0 | 0 | 0 | 0 | 0 | 0 | 0 | 0 | 0 | 0 | 0 | 0 | 0 | 0 | 0 | 0 | 0 | 0 | 0 | 0 | 0 | 0 | 0 | 0 | 0 | 0 | 0 | 0 | 0 | 0 | 0 | 0 | 0 | 0 | 0 | 0 | 0 | 0 | 0 | 0 | 0 | 0 | 0 | 0 | 0 | 0 | 0 | 0 | 0 | 0 | 0 | 0 | 0 | 0 | 0 | 0 | 0 | 0 | 0 | 0 | 0 | 0 | 0 | 0 | 0 | 0 | 0 | 0 | 0 | 0 | 0 | 0 | 0 | 0 | 0 | 0 | 0 | 0 | 0 | 0 | 0 | 0 | 0 | 0 | 0 | 0 | 0 | 0 | 0 | 0 | 0 | 0 | 0 | 0 | 0 | 0 | 0 | 0 | 0 | 0 | 0 | 0 | 0 | 0 | 0 | 0 | 0 | 0 | 0 | 0 | 0 | 0 | 0 | 0 | 0 | 0 | 0 | 0 | 0 | 0 | 0 | 0 | 0 | 0 | 0 | 0 | 0 | 0 | 0 | 0 | 0 | 0 | 0 | 0 | 0 | 0 | 0 | 0 | 0 | 0 | 0 | 0 | 0 | 0 | 0 | 0 | 0 | 0 | 0 | 0 | 0 | 0 | 0 | 0 | 0 | 0 | 0 | 0 | 0 | 0 | 0 | 0 | 0 | 0 | 0 | 0 | 0 | 0 | 0 | 0 | 0 | 0 | 0 | 0 | 0 | 0 | 0 | 0 | 0 | 0 | 0 | 0 | 0 | 0 | 0 | 0 | 0 | 0 | 0 | 0 | 0 | 0 | 0 | 0 | 0 | 0 | 0 | 0 | 0 | 0 | 0 | 0 | 0 | 0 | 0 | 0 | 0 | 0 | 0 | 0 | 0 | 0 | 0 | 0 | 0 | 0 | 0 | 0 | 0 | 0 | 0 | 0 | 0 | 0 | 0 | 0 | 0 | 0 | 0 | 0 | 0 | 0 | 0 | 0 | 0 | 0 | 0 | 0 | 0 | 0 | 0 | 0 | 0 | 0 | 0 | 0 | 0 | 0 | 0 | 0 | 0 | 0 | 0 | 0 | 0 | 0 | 0 | 0 | 0 | 0 | 0 | 0 | 0 | 0 | 0 | 0 | 0 | 0 | 0 | 0 | 0 | 0 | 0 | 0
1 | 1 | 1 | 1 | 0.99991 | 1 | 0.74712 | 0.53468 | 0.7961 | 0.78566 | 0.70814 | 0.97731 | 0.97963 | 0.9856 | 0 | 0.91163 | 0.97034 | 0 | 0.97241 | 0.98709 | 0.99632 | 0.9376 | 0.9775 | 0.96389 | 0.068204 | 0.30374 | 0.91611 | 0.92415 | 0.91802 | 0.95684 | 0.92048 | 0.99953 | 0.97938 | 0.88826 | 0.88577 | 0.89338 | 0.95199 | 0.95185 | 0.84564 | 0.77892 | 0.024064 | 0 | 0 | 0 | 0 | 0 | 0.86599 | 0.90358 | 0.89975 | 0 | 0 | 0.086165 | 0.066676 | 0.89554 | 2.2067e-05 | 0.6636 | 0.52254 | 0.87279 | 0.5636 | 0.27474 | 0.18031 | 0.89639 | 0.76288 | 0.90761 | 0.9318 | 0.99631 | 0.99882 | 0.52832 | 0.2208 | 0.21286 | 0.55124 | 0.55521 | 0.51917 | 0.60892 | 0.022742 | 0.9998 | 0.99363 | 0.99068 | 0.1526 | 0.33633 | 0.15997 | 0.19662 | 0.19476 | 0.28818 | 0.28566 | 0.13514 | 0.080232 | 0.076477 | 0 | 0.060329 | 0.058411 | 0.044871 | 0.085931 | 0.045991 | 0.071277 | 0.019451 | 0.077847 | 0.0031058 | 0.02315 | 0.23905 | 0.2602 | 0.32873 | 0.32245 | 0.31385 | 0.20392 | 0.31103 | 0.18146 | 0.019451 | 0.019455 | 0.12399 | 0.040043 | 0.014938 | 0.0063463 | 0.078994 | 6.902e-05 | 0.19805 | 0.0098766 | 0.13548 | 0.052218 | 0.8432 | 0.019451 | 0.067555 | 0.4319 | 0.27959 | 0.21602 | 0.36518 | 0.30812 | 0.1352 | 0.1352 | 0.35423 | 0.10954 | 0.36413 | 0.2191 | 0.15382 | 0.99129 | 0.052722 | 0.99158 | 0.97448 | 0.99577 | 0.9832 | 0.95231 | 0.22084 | 0.28869 | 0.3561 | 0.21489 | 0 | 0 | 0.99412 | 0.22051 | 0.34553 | 0.35037 | 0.36068 | 0.25849 | 0.2823 | 0.21653 | 0.66048 | 0.5073 | 0.091198 | 0.12861 | 0.079851 | 0.49734 | 0.34971 | 0.8034 | 0.56413 | 0 | 0 | 0.00042621 | 0 | 0 | 0 | 0.99972 | 0.99987 | 0.60106 | 0.72272 | 0.69219 | 0 | 0 | 0 | 0.52204 | 0 | 0.00047915 | 0 | 7.6227e-05 | 0 | 1.2628e-08 | 0 | 0 | 0 | 6.6923e-05 | 0 | 0.0036176 | 2.7265e-05 | 9.9955e-06 | 0.26849 | 0.18166 | 3.3301e-06 | 0 | 0 | 2.7082e-05 | 0.27485 | 0.23918 | 0 | 0 | 0.6724 | 0 | 0.033722 | 0.050937 | 0.94068 | 0.88369 | 1 | 0.99991 | 0 | 5.6269e-06 | 0.91611 | 0.7 | 0.8434 | 0.04346 | 0.0052276 | 0.78206 | 0.11252 | 0.79261 | 0 | 0.61838 | 0.53696 | 0.56185 | 0.25672 | 0.16587 | 0.85607 | 0.7971 | 0.71581 | 0.75304 | 0.75749 | 0.83465 | 0.78548 | 0.11072 | 0.0084278 | 0 | 0 | 0.0039909 | 0.00049916 | 0.035974 | 0.51074 | 0 | 0 | 0.014207 | 0 | 0 | 0 | 0.33655 | 0.27217 | 0.61779 | 0.3604 | 0.31282 | 0 | 0 | 4.4784e-07 | 0 | 0.99993 | 0.014149 | 0 | 0.0001592 | 0.76715 | 0.50405 | 0.50669 | 0.011499 | 0.42736 | 0.17856 | 0.91959 | 0.94323 | 0.91997 | 0.00015581 | 0.0073049 | 0 | 0 | 0 | 0 | 0 | 0 | 0 | 0 | 0.24326 | 0.019081 | 0.91979 | 0 | 0 | 0 | 0.95734 | 0 | 0 | 0 | 3.905e-05 | 0.53442 | 0 | 0.6715 | 0 | 0 | 0 | 0.84381 | 0.00046704 | 1.5418e-05 | 0.46723 | 0.55047 | 0.64685 | 0.024662 | 0.04753 | 0.18146 | 0 | 0.00040251 | 0 | 0 | 9.8127e-05 | 0.99851 | 0 | 0.47574 | 0.99821 | 0.9968 | 0 | 0 | 0 | 0.00057338 | 0.27747 | 0.99587 | 0.9076 | 0.97039 | 0 | 0.0012297 | 0.0070694 | 0 | 0 | 0 | 0.73034 | 0.60614 | 0 | 0.91395 | 0.083047 | 0.12466 | 0.10564 | 0.014675 | 0.010839 | 0 | 0.93189 | 0 | 1.5386e-07 | 0 | 0 | 0.99155 | 0.43375 | 0.37112 | 0.62368 | 0.63128 | 0.57464 | 0.99942 | 0.99921 | 0.13118 | 0.18146 | 0.15099 | 0 | 0.0068539 | 0.079851 | 0.13582 | 0.21705 | 0.31385 | 0.18146 | 0.18146 | 0.31385 | 0.29382 | 0.23436 | 0.00048933 | 0.0039825 | 0.0036596 | 0.0001033 | 0.31671 | 0.33629 | 0.29001 | 0.00024281 | 0.39264 | 0.39701 | 0.89023 | 0.86235 | 0.47042 | 0.57528 | 0.19805 | 0.56706 | 0.48574 | 0.50452 | 0.68175 | 0.0050545 | 0.0035774 | 8.8505e-08 | 0 | 0 | 0 | 0.37996 | 0.30668 | 0 | 1.9268e-07 | 1.4883e-05 | 1.1722e-07 | 0.99986 | 0.79234 | 0.79042 | 0.96367 | 0.95524 | 0 | 0 | 0.99866 | 0.97657 | 0.99882 | 0.99908 | 0.9884 | 0.93243 | 0.35821 | 0.75211 | 0.9996 | 0.95258 | 0 | 0 | 0.83774 | 0.00082432 | 2.6733e-05 | 0.88411 | 0.19129 | 0.55665 | 0.46468 | 0.6956 | 0.68875 | 0.57719 | 0 | 0 | 0.35432 | 0.40625 | 0.18146 | 0.18146 | 0.00024268 | 0.0037226 | 0.078212 | 0.079851 | 0.018817 | 0 | 0.18504 | 0.36518 | 0.28558 | 0.022722 | 0.28925 | 0.81302 | 0.93866 | 0.26933 | 0.22164 | 0.35937 | 0.34553 | 0.92683 | 0.48056 | 0 | 0 | 0 | 0 | 0.0023316 | 0.2823 | 0.26849 | 0.26849 | 0.26849 | 0 | 0 | 0.019451 | 0.99958 | 0.38359 | 0.44643 | 0.53903 | 0.60116 | 0.2007 | 0 | 0.05371 | 0.01764 | 0 | 0.051142 | 0 | 0.00015749 | 0.049324 | 0.12908 | 0.0058042 | 0.0016086 | 0.00030056 | 0 | 0 | 0.02513 | 0.052349 | 0.00010429 | 7.998e-05 | 5.2404e-05 | 9.5664e-05 | 0 | 0.00085666 | 0.12861 | 0.12861 | 0 | 0 | 0 | 0 | 0 | 0 | 0 | 0 | 0 | 0 | 0 | 0 | 0 | 0 | 0 | 0 | 0 | 0 | 0 | 0 | 0 | 0 | 0 | 0 | 0 | 0 | 0 | 0 | 0 | 0 | 0 | 0 | 0 | 0 | 0 | 0 | 0 | 0 | 0 | 0 | 0 | 0 | 0 | 0 | 0 | 0 | 0 | 0 | 0 | 0 | 0 | 0 | 0 | 0 | 0 | 0 | 0 | 0 | 0 | 0 | 0 | 0 | 0 | 0 | 0 | 0 | 0 | 0 | 0 | 0 | 0 | 0 | 0 | 0 | 0 | 0 | 0 | 0 | 0 | 0 | 0 | 0 | 0 | 0 | 0 | 0 | 0 | 0 | 0 | 0 | 0 | 0 | 0 | 0 | 0 | 0 | 0 | 0 | 0 | 0 | 0 | 0 | 0 | 0 | 0 | 0 | 0 | 0 | 0 | 0 | 0 | 0 | 0 | 0 | 0 | 0 | 0 | 0 | 0 | 0 | 0 | 0 | 0 | 0 | 0 | 0 | 0 | 0 | 0 | 0 | 0 | 0 | 0 | 0 | 0 | 0 | 0 | 0 | 0 | 0 | 0 | 0 | 0 | 0 | 0 | 0 | 0 | 0 | 0 | 0 | 0 | 0 | 0 | 0 | 0 | 0 | 0 | 0 | 0 | 0 | 0 | 0 | 0 | 0 | 0 | 0 | 0 | 0 | 0 | 0 | 0 | 0 | 0 | 0 | 0 | 0 | 0 | 0 | 0 | 0 | 0 | 0 | 0 | 0 | 0 | 0 | 0 | 0 | 0 | 0 | 0 | 0 | 0 | 0 | 0 | 0 | 0 | 0 | 0 | 0 | 0 | 0 | 0 | 0 | 0 | 0 | 0 | 0 | 0 | 0 | 0 | 0 | 0 | 0 | 0 | 0 | 0 | 0 | 0 | 0 | 0 | 0 | 0 | 0 | 0 | 0 | 0 | 0 | 0 | 0 | 0 | 0 | 0 | 0 | 0 | 0 | 0 | 0 | 0 | 0 | 0 | 0 | 0 | 0 | 0 | 0 | 0 | 0 | 0 | 0 | 0 | 0 | 0 | 0 | 0 | 0 | 0 | 0 | 0 | 0 | 0 | 0 | 0 | 0 | 0 | 0 | 0 | 0 | 0 | 0 | 0 | 0 | 0 | 0 | 0 | 0 | 0 | 0 | 0 | 0 | 0 | 0 | 0 | 0 | 0 | 0 | 0 | 0 | 0 | 0 | 0 | 0 | 0 | 0 | 0 | 0 | 0 | 0 | 0 | 0 | 0 | 0 | 0 | 0 | 0 | 0 | 0 | 0 | 0 | 0 | 0 | 0 | 0 | 0 | 0 | 0 | 0 | 0 | 0 | 0 | 0 | 0 | 0 | 0 | 0 | 0 | 0 | 0 | 0 | 0 | 0 | 0 | 0 | 0 | 0 | 0 | 0 | 0 | 0 | 0 | 0 | 0 | 0 | 0 | 0 | 0 | 0 | 0 | 0 | 0 | 0 | 0 | 0 | 0 | 0 | 0 | 0 | 0 | 0 | 0 | 0 | 0 | 0 | 0 | 0 | 0 | 0 | 0 | 0 | 0 | 0 | 0 | 0 | 0 | 0 | 0 | 0 | 0 | 0 | 0 | 0 | 0 | 0 | 0 | 0 | 0 | 0 | 0 | 0 | 0 | 0 | 0 | 0 | 0 | 0 | 0 | 0 | 0 | 0 | 0 | 0 | 0 | 0 | 0 | 0 | 0 | 0 | 0 | 0 | 0 | 0 | 0 | 0 | 0 | 0 | 0 | 0 | 0 | 0 | 0 | 0 | 0 | 0 | 0 | 0 | 0 | 0 | 0 | 0 | 0 | 0 | 0 | 0 | 0 | 0 | 0 | 0 | 0 | 0 | 0 | 0 | 0 | 0 | 0 | 0 | 0 | 0 | 0 | 0 | 0 | 0 | 0 | 0 | 0 | 0 | 0 | 0 | 0 | 0 | 0 | 0 | 0 | 0 | 0 | 0 | 0 | 0 | 0 | 0 | 0 | 0 | 0 | 0 | 0 | 0 | 0 | 0 | 0 | 0 | 0 | 0 | 0 | 0 | 0 | 0 | 0 | 0 | 0 | 0
2 | 1 | 1 | 1 | 0.99994 | 1 | 0.8343 | 0.62995 | 0.8709 | 0.8579 | 0.79523 | 0.98673 | 0.99022 | 0.99245 | 0 | 0.94699 | 0.98289 | 0 | 0.98482 | 0.99508 | 0.99914 | 0.9618 | 0.9899 | 0.981 | 0.090092 | 0.37049 | 0.94298 | 0.9486 | 0.94194 | 0.97009 | 0.94258 | 0.99978 | 0.98861 | 0.91121 | 0.9333 | 0.93106 | 0.97198 | 0.97046 | 0.89259 | 0.84485 | 0.059491 | 0 | 0 | 0 | 0 | 0 | 0.89886 | 0.92603 | 0.9222 | 0 | 0 | 0.11035 | 0.13235 | 0.91956 | 2.6266e-05 | 0.6597 | 0.55357 | 0.90303 | 0.60249 | 0.39373 | 0.27809 | 0.92557 | 0.79209 | 0.95865 | 0.95453 | 0.99859 | 0.99752 | 0.5675 | 0.23643 | 0.22906 | 0.63825 | 0.58373 | 0.52727 | 0.62501 | 0.028013 | 0.99992 | 0.99774 | 0.99458 | 0.18111 | 0.37932 | 0.20821 | 0.32015 | 0.32253 | 0.36507 | 0.33525 | 0.27264 | 0.099404 | 0.09541 | 2.5876e-06 | 0.076668 | 0.06996 | 0.053372 | 0.12673 | 0.056267 | 0.10848 | 0.037175 | 0.1056 | 0.015641 | 0.040263 | 0.34136 | 0.36668 | 0.34148 | 0.37303 | 0.36613 | 0.24573 | 0.36304 | 0.22113 | 0.037175 | 0.037179 | 0.18365 | 0.05849 | 0.046283 | 0.031417 | 0.098256 | 0.0033741 | 0.20946 | 0.039278 | 0.22381 | 0.069922 | 0.87074 | 0.037175 | 0.086136 | 0.48622 | 0.36707 | 0.28915 | 0.4073 | 0.34535 | 0.15699 | 0.15699 | 0.39539 | 0.12806 | 0.40617 | 0.23485 | 0.17119 | 0.98878 | 0.15429 | 0.99604 | 0.98669 | 0.99796 | 0.99258 | 0.97292 | 0.23647 | 0.30545 | 0.38696 | 0.23094 | 0.00014745 | 1.3589e-05 | 0.99734 | 0.23615 | 0.36325 | 0.39119 | 0.37783 | 0.36846 | 0.36483 | 0.23247 | 0.69175 | 0.52367 | 0.16387 | 0.18935 | 0.099136 | 0.60334 | 0.43073 | 0.88207 | 0.65727 | 0 | 0 | 0.00038469 | 0 | 0 | 0 | 0.99987 | 0.99993 | 0.7276 | 0.7524 | 0.72221 | 0 | 0 | 0 | 0.59702 | 0 | 0.00043076 | 0 | 6.8546e-05 | 0.00019622 | 1.1363e-08 | 0 | 0 | 0 | 6.1158e-05 | 2.7255e-05 | 0.009384 | 0.00029529 | 0.00011858 | 0.37628 | 0.30491 | 3.6227e-06 | 0 | 0 | 2.569e-05 | 0.36335 | 0.29806 | 0 | 0 | 0.7827 | 1.5862e-05 | 0.097887 | 0.12109 | 0.95683 | 0.90997 | 0.99958 | 0.99885 | 7.4841e-05 | 0.00039726 | 0.94298 | 0.73481 | 0.8654 | 0.092044 | 0.046742 | 0.79776 | 0.15684 | 0.82941 | 0 | 0.6938 | 0.53846 | 0.58653 | 0.29335 | 0.19255 | 0.91195 | 0.87192 | 0.79141 | 0.831 | 0.83312 | 0.8937 | 0.85576 | 0.15443 | 0.011653 | 0 | 0 | 0.010509 | 0.00050843 | 0.041878 | 0.55723 | 0 | 0 | 0.0014947 | 0 | 0 | 0 | 0.3839 | 0.26877 | 0.65736 | 0.3674 | 0.3496 | 0 | 0 | 5.2657e-07 | 0 | 0.99923 | 0.031945 | 0 | 0.00014294 | 0.77684 | 0.55039 | 0.59394 | 0.015542 | 0.47911 | 0.22433 | 0.95139 | 0.9667 | 0.95272 | 0.022122 | 0.042277 | 0 | 3.1485e-08 | 0 | 0 | 0 | 0 | 0 | 0 | 0.32025 | 0.037256 | 0.95117 | 0 | 0 | 0 | 0.97377 | 0 | 0 | 0 | 7.1101e-05 | 0.64213 | 0 | 0.77672 | 0 | 0 | 0 | 0.91114 | 0.00047572 | 6.7328e-05 | 0.58664 | 0.66684 | 0.76024 | 0.034556 | 0.067577 | 0.22113 | 0 | 0.00036311 | 0 | 0 | 0.000651 | 0.999 | 0 | 0.61289 | 0.99451 | 0.99921 | 0 | 0.0017658 | 0 | 0.00051333 | 0.39 | 0.99797 | 0.94094 | 0.98366 | 0 | 0.0010229 | 0.0065139 | 0 | 0 | 0 | 0.81765 | 0.67694 | 0 | 0.94784 | 0.094408 | 0.13207 | 0.11731 | 0.025043 | 0.018497 | 0.0067891 | 0.95989 | 0 | 0.0002242 | 0 | 0 | 0.99821 | 0.49302 | 0.42996 | 0.65438 | 0.65524 | 0.63469 | 0.99971 | 0.99961 | 0.19229 | 0.22113 | 0.2149 | 7.7937e-05 | 0.01003 | 0.099136 | 0.15757 | 0.23295 | 0.36613 | 0.22113 | 0.22113 | 0.36613 | 0.3653 | 0.24878 | 0.012194 | 0.016796 | 0.031497 | 0.0052582 | 0.33304 | 0.35386 | 0.3988 | 0.011869 | 0.52262 | 0.51075 | 0.93271 | 0.91092 | 0.61341 | 0.71049 | 0.32124 | 0.63449 | 0.55399 | 0.58717 | 0.75494 | 0.005567 | 0.0040589 | 9.3181e-08 | 0 | 0 | 0 | 0.47405 | 0.37604 | 0 | 1.7834e-06 | 0.00011175 | 1.085e-06 | 0.9991 | 0.86735 | 0.86032 | 0.97704 | 0.97426 | 0 | 0 | 0.99637 | 0.98896 | 0.99965 | 0.99721 | 0.99548 | 0.95692 | 0.42122 | 0.78489 | 0.99982 | 0.97233 | 0 | 0 | 0.8581 | 0.00074013 | 2.5007e-05 | 0.92148 | 0.22645 | 0.58577 | 0.51282 | 0.80234 | 0.76894 | 0.6186 | 0 | 0 | 0.39548 | 0.43368 | 0.22113 | 0.22113 | 0.011864 | 0.050254 | 0.097438 | 0.099136 | 0.037314 | 0 | 0.2016 | 0.4073 | 0.35305 | 0.03748 | 0.42364 | 0.8356 | 0.96061 | 0.37559 | 0.23728 | 0.39758 | 0.36325 | 0.95568 | 0.60939 | 0 | 0 | 0 | 0 | 0.002537 | 0.36483 | 0.37628 | 0.37628 | 0.37628 | 0 | 1.5417e-06 | 0.037175 | 0.99663 | 0.43941 | 0.50509 | 0.59054 | 0.62222 | 0.25034 | 0 | 0.068441 | 0.017975 | 0 | 0.056924 | 0 | 0.00013101 | 0.075357 | 0.17166 | 0.045295 | 0.0059349 | 0.011765 | 0 | 0 | 0.035217 | 0.059797 | 0.0046327 | 0.00057133 | 4.7156e-05 | 8.6083e-05 | 0 | 0.00087258 | 0.18935 | 0.18935 | 0 | 0 | 0 | 0 | 0 | 0 | 0 | 0 | 0 | 0 | 0 | 0 | 0 | 0 | 0 | 0 | 0 | 0 | 0 | 0 | 0 | 0 | 0 | 0 | 0 | 0 | 0 | 0 | 0 | 0 | 0 | 0 | 0 | 0 | 0 | 0 | 0 | 0 | 0 | 0 | 0 | 0 | 0 | 0 | 0 | 0 | 0 | 0 | 0 | 0 | 0 | 0 | 0 | 0 | 0 | 0 | 0 | 0 | 0 | 0 | 0 | 0 | 0 | 0 | 0 | 0 | 0 | 0 | 0 | 0 | 0 | 0 | 0 | 0 | 0 | 0 | 0 | 0 | 0 | 0 | 0 | 0 | 0 | 0 | 0 | 0 | 0 | 0 | 0 | 0 | 0 | 0 | 0 | 0 | 0 | 0 | 0 | 0 | 0 | 0 | 0 | 0 | 0 | 0 | 0 | 0 | 0 | 0 | 0 | 0 | 0 | 0 | 0 | 0 | 0 | 0 | 0 | 0 | 0 | 0 | 0 | 0 | 0 | 0 | 0 | 0 | 0 | 0 | 0 | 0 | 0 | 0 | 0 | 0 | 0 | 0 | 0 | 0 | 0 | 0 | 0 | 0 | 0 | 0 | 0 | 0 | 0 | 0 | 0 | 0 | 0 | 0 | 0 | 0 | 0 | 0 | 0 | 0 | 0 | 0 | 0 | 0 | 0 | 0 | 0 | 0 | 0 | 0 | 0 | 0 | 0 | 0 | 0 | 0 | 0 | 0 | 0 | 0 | 0 | 0 | 0 | 0 | 0 | 0 | 0 | 0 | 0 | 0 | 0 | 0 | 0 | 0 | 0 | 0 | 0 | 0 | 0 | 0 | 0 | 0 | 0 | 0 | 0 | 0 | 0 | 0 | 0 | 0 | 0 | 0 | 0 | 0 | 0 | 0 | 0 | 0 | 0 | 0 | 0 | 0 | 0 | 0 | 0 | 0 | 0 | 0 | 0 | 0 | 0 | 0 | 0 | 0 | 0 | 0 | 0 | 0 | 0 | 0 | 0 | 0 | 0 | 0 | 0 | 0 | 0 | 0 | 0 | 0 | 0 | 0 | 0 | 0 | 0 | 0 | 0 | 0 | 0 | 0 | 0 | 0 | 0 | 0 | 0 | 0 | 0 | 0 | 0 | 0 | 0 | 0 | 0 | 0 | 0 | 0 | 0 | 0 | 0 | 0 | 0 | 0 | 0 | 0 | 0 | 0 | 0 | 0 | 0 | 0 | 0 | 0 | 0 | 0 | 0 | 0 | 0 | 0 | 0 | 0 | 0 | 0 | 0 | 0 | 0 | 0 | 0 | 0 | 0 | 0 | 0 | 0 | 0 | 0 | 0 | 0 | 0 | 0 | 0 | 0 | 0 | 0 | 0 | 0 | 0 | 0 | 0 | 0 | 0 | 0 | 0 | 0 | 0 | 0 | 0 | 0 | 0 | 0 | 0 | 0 | 0 | 0 | 0 | 0 | 0 | 0 | 0 | 0 | 0 | 0 | 0 | 0 | 0 | 0 | 0 | 0 | 0 | 0 | 0 | 0 | 0 | 0 | 0 | 0 | 0 | 0 | 0 | 0 | 0 | 0 | 0 | 0 | 0 | 0 | 0 | 0 | 0 | 0 | 0 | 0 | 0 | 0 | 0 | 0 | 0 | 0 | 0 | 0 | 0 | 0 | 0 | 0 | 0 | 0 | 0 | 0 | 0 | 0 | 0 | 0 | 0 | 0 | 0 | 0 | 0 | 0 | 0 | 0 | 0 | 0 | 0 | 0 | 0 | 0 | 0 | 0 | 0 | 0 | 0 | 0 | 0 | 0 | 0 | 0 | 0 | 0 | 0 | 0 | 0 | 0 | 0 | 0 | 0 | 0 | 0 | 0 | 0 | 0 | 0 | 0 | 0 | 0 | 0 | 0 | 0 | 0 | 0 | 0 | 0 | 0 | 0 | 0 | 0 | 0 | 0 | 0 | 0 | 0 | 0 | 0 | 0 | 0 | 0 | 0 | 0 | 0 | 0 | 0 | 0 | 0 | 0 | 0 | 0 | 0 | 0 | 0 | 0 | 0 | 0 | 0 | 0 | 0 | 0 | 0 | 0 | 0 | 0 | 0 | 0 | 0 | 0
3 | 1 | 1 | 1 | 0.99995 | 1 | 0.88042 | 0.71821 | 0.88723 | 0.89754 | 0.84847 | 0.98824 | 0.99358 | 0.99685 | 0 | 0.96659 | 0.99055 | 0 | 0.97711 | 0.96549 | 0.98748 | 0.95025 | 0.96539 | 0.98888 | 0.093422 | 0.37661 | 0.95021 | 0.95385 | 0.94847 | 0.98051 | 0.97049 | 0.99985 | 0.99542 | 0.93656 | 0.95853 | 0.9516 | 0.98364 | 0.98287 | 0.92259 | 0.86971 | 0.075424 | 0 | 8.633e-07 | 9.1131e-06 | 0 | 0 | 0.89612 | 0.93881 | 0.93221 | 0 | 0 | 0.16751 | 0.14351 | 0.92722 | 5.6496e-05 | 0.6904 | 0.57868 | 0.93175 | 0.62656 | 0.53934 | 0.38041 | 0.96408 | 0.85369 | 0.97562 | 0.95801 | 0.97343 | 0.98396 | 0.51979 | 0.23955 | 0.2316 | 0.60591 | 0.53831 | 0.51687 | 0.63721 | 0.030332 | 0.99992 | 0.99867 | 0.99605 | 0.17806 | 0.35822 | 0.21405 | 0.41986 | 0.44804 | 0.37039 | 0.3168 | 0.39214 | 0.11873 | 0.11243 | 9.3916e-05 | 0.094328 | 0.08448 | 0.064111 | 0.13865 | 0.068885 | 0.11192 | 0.04485 | 0.10907 | 0.021257 | 0.049644 | 0.38519 | 0.41059 | 0.332 | 0.3502 | 0.34348 | 0.23945 | 0.3408 | 0.21819 | 0.04485 | 0.044853 | 0.20249 | 0.064246 | 0.063271 | 0.03824 | 0.11743 | 0.0048799 | 0.22315 | 0.046707 | 0.27608 | 0.08775 | 0.90231 | 0.04485 | 0.1048 | 0.4492 | 0.38505 | 0.30387 | 0.38363 | 0.32683 | 0.15388 | 0.15388 | 0.37269 | 0.14398 | 0.38258 | 0.23784 | 0.18202 | 0.99142 | 0.23478 | 0.99766 | 0.99297 | 0.99849 | 0.99568 | 0.97605 | 0.23959 | 0.2983 | 0.36694 | 0.23363 | 0.00023362 | 2.1407e-05 | 0.99832 | 0.23925 | 0.3475 | 0.36883 | 0.35808 | 0.41979 | 0.37656 | 0.23528 | 0.65914 | 0.49867 | 0.20644 | 0.20801 | 0.11848 | 0.58564 | 0.42954 | 0.8732 | 0.73905 | 0 | 0 | 0.00057962 | 2.6698e-05 | 0.00020832 | 0 | 0.99983 | 0.99993 | 0.71454 | 0.79908 | 0.755 | 0 | 0.00036994 | 3.2624e-05 | 0.6739 | 0 | 0.00062038 | 2.6698e-05 | 0.00042142 | 0.00024388 | 0 | 0 | 0 | 0 | 0.00011221 | 5.0903e-05 | 0.015209 | 0.0004574 | 0.00018543 | 0.41981 | 0.40523 | 1.1469e-05 | 5.5758e-08 | 0 | 5.6887e-05 | 0.39422 | 0.33869 | 0 | 0 | 0.74612 | 1.5862e-05 | 0.15819 | 0.18649 | 0.96398 | 0.93493 | 0.99932 | 0.99852 | 0.00021709 | 0.00065744 | 0.95021 | 0.77814 | 0.91136 | 0.1352 | 0.064986 | 0.79461 | 0.18862 | 0.78986 | 0 | 0.64746 | 0.5904 | 0.62583 | 0.27871 | 0.18739 | 0.93432 | 0.87137 | 0.82701 | 0.86671 | 0.8748 | 0.86002 | 0.88777 | 0.18536 | 0.012252 | 0 | 0 | 0.0043467 | 0.00050843 | 0.040667 | 0.60907 | 0.00034093 | 0.00023012 | 0.0025372 | 0 | 0 | 0 | 0.42328 | 0.29784 | 0.70993 | 0.43815 | 0.44688 | 0 | 0 | 6.8971e-07 | 0 | 0.99429 | 0.030688 | 0 | 0.00019578 | 0.81132 | 0.59015 | 0.61033 | 0.015052 | 0.57789 | 0.22994 | 0.96973 | 0.98018 | 0.97101 | 0.020687 | 0.040243 | 6.364e-05 | 5.6214e-07 | 1.3252e-05 | 5.7777e-06 | 0 | 0 | 0 | 0 | 0.33374 | 0.044921 | 0.96945 | 0 | 0 | 0 | 0.96799 | 0 | 0 | 0 | 6.0643e-05 | 0.61744 | 0 | 0.80147 | 0 | 0 | 0 | 0.94104 | 0.00047572 | 7.1042e-05 | 0.66936 | 0.72635 | 0.78111 | 0.029826 | 0.062778 | 0.21819 | 0 | 0.0009248 | 0 | 0 | 0.0009932 | 0.97565 | 0 | 0.65888 | 0.98595 | 0.98671 | 0 | 0.0027942 | 0 | 0.00337 | 0.54106 | 0.99325 | 0.93236 | 0.96672 | 0 | 0.00084565 | 0.0054227 | 0 | 0 | 0 | 0.84369 | 0.70974 | 0 | 0.9756 | 0.11057 | 0.14419 | 0.13513 | 0.032301 | 0.023857 | 0.0067891 | 0.97571 | 0 | 0.00035499 | 0 | 0 | 0.97753 | 0.50714 | 0.43307 | 0.69171 | 0.68571 | 0.5866 | 0.99978 | 0.99974 | 0.21083 | 0.21819 | 0.23255 | 0.00033873 | 0.013631 | 0.11848 | 0.1545 | 0.23579 | 0.34348 | 0.21819 | 0.21819 | 0.34348 | 0.36449 | 0.25314 | 0.017481 | 0.022523 | 0.041206 | 0.017913 | 0.32321 | 0.3395 | 0.43672 | 0.017125 | 0.5446 | 0.52079 | 0.94787 | 0.91437 | 0.61001 | 0.68546 | 0.41969 | 0.67639 | 0.62774 | 0.67912 | 0.79026 | 0.0071315 | 0.0052025 | 2.2528e-07 | 0 | 0 | 0 | 0.58522 | 0.48153 | 0 | 2.793e-06 | 0.00017163 | 1.6584e-06 | 0.99047 | 0.86859 | 0.89184 | 0.98538 | 0.98573 | 1.3004e-05 | 0 | 0.99881 | 0.97144 | 0.99514 | 0.96451 | 0.97855 | 0.95194 | 0.42733 | 0.84815 | 0.99983 | 0.98387 | 0 | 2.1734e-05 | 0.89093 | 0.0010138 | 0.00015038 | 0.95449 | 0.2137 | 0.53934 | 0.47051 | 0.75349 | 0.72887 | 0.56959 | 0 | 0 | 0.37278 | 0.40262 | 0.21819 | 0.21819 | 0.017125 | 0.081911 | 0.11653 | 0.11848 | 0.044973 | 0 | 0.20884 | 0.38363 | 0.35 | 0.049748 | 0.50427 | 0.88238 | 0.95781 | 0.41719 | 0.24028 | 0.37555 | 0.3475 | 0.96639 | 0.67131 | 0 | 0 | 0 | 0 | 0.0040138 | 0.37656 | 0.41981 | 0.41981 | 0.41981 | 0 | 1.7062e-06 | 0.04485 | 0.96251 | 0.52874 | 0.52496 | 0.66304 | 0.65305 | 0.32826 | 0 | 0.066357 | 0.018972 | 0 | 0.072935 | 0 | 0.00010827 | 0.076749 | 0.17128 | 0.045487 | 0.0055995 | 0.011049 | 0 | 0 | 0.034035 | 0.056881 | 0.00059256 | 0.00087575 | 0 | 0 | 0 | 0.00087258 | 0.20801 | 0.20801 | 0 | 0 | 0 | 0 | 0 | 0 | 0 | 0 | 0 | 0 | 0 | 0 | 0 | 0 | 0 | 0 | 0 | 0 | 0 | 0 | 0 | 0 | 0 | 0 | 0 | 0 | 0 | 0 | 0 | 0 | 0 | 0 | 0 | 0 | 0 | 0 | 0 | 0 | 0 | 0 | 0 | 0 | 0 | 0 | 0 | 0 | 0 | 0 | 0 | 0 | 0 | 0 | 0 | 0 | 0 | 0 | 0 | 0 | 0 | 0 | 0 | 0 | 0 | 0 | 0 | 0 | 0 | 0 | 0 | 0 | 0 | 0 | 0 | 0 | 0 | 0 | 0 | 0 | 0 | 0 | 0 | 0 | 0 | 0 | 0 | 0 | 0 | 0 | 0 | 0 | 0 | 0 | 0 | 0 | 0 | 0 | 0 | 0 | 0 | 0 | 0 | 0 | 0 | 0 | 0 | 0 | 0 | 0 | 0 | 0 | 0 | 0 | 0 | 0 | 0 | 0 | 0 | 0 | 0 | 0 | 0 | 0 | 0 | 0 | 0 | 0 | 0 | 0 | 0 | 0 | 0 | 0 | 0 | 0 | 0 | 0 | 0 | 0 | 0 | 0 | 0 | 0 | 0 | 0 | 0 | 0 | 0 | 0 | 0 | 0 | 0 | 0 | 0 | 0 | 0 | 0 | 0 | 0 | 0 | 0 | 0 | 0 | 0 | 0 | 0 | 0 | 0 | 0 | 0 | 0 | 0 | 0 | 0 | 0 | 0 | 0 | 0 | 0 | 0 | 0 | 0 | 0 | 0 | 0 | 0 | 0 | 0 | 0 | 0 | 0 | 0 | 0 | 0 | 0 | 0 | 0 | 0 | 0 | 0 | 0 | 0 | 0 | 0 | 0 | 0 | 0 | 0 | 0 | 0 | 0 | 0 | 0 | 0 | 0 | 0 | 0 | 0 | 0 | 0 | 0 | 0 | 0 | 0 | 0 | 0 | 0 | 0 | 0 | 0 | 0 | 0 | 0 | 0 | 0 | 0 | 0 | 0 | 0 | 0 | 0 | 0 | 0 | 0 | 0 | 0 | 0 | 0 | 0 | 0 | 0 | 0 | 0 | 0 | 0 | 0 | 0 | 0 | 0 | 0 | 0 | 0 | 0 | 0 | 0 | 0 | 0 | 0 | 0 | 0 | 0 | 0 | 0 | 0 | 0 | 0 | 0 | 0 | 0 | 0 | 0 | 0 | 0 | 0 | 0 | 0 | 0 | 0 | 0 | 0 | 0 | 0 | 0 | 0 | 0 | 0 | 0 | 0 | 0 | 0 | 0 | 0 | 0 | 0 | 0 | 0 | 0 | 0 | 0 | 0 | 0 | 0 | 0 | 0 | 0 | 0 | 0 | 0 | 0 | 0 | 0 | 0 | 0 | 0 | 0 | 0 | 0 | 0 | 0 | 0 | 0 | 0 | 0 | 0 | 0 | 0 | 0 | 0 | 0 | 0 | 0 | 0 | 0 | 0 | 0 | 0 | 0 | 0 | 0 | 0 | 0 | 0 | 0 | 0 | 0 | 0 | 0 | 0 | 0 | 0 | 0 | 0 | 0 | 0 | 0 | 0 | 0 | 0 | 0 | 0 | 0 | 0 | 0 | 0 | 0 | 0 | 0 | 0 | 0 | 0 | 0 | 0 | 0 | 0 | 0 | 0 | 0 | 0 | 0 | 0 | 0 | 0 | 0 | 0 | 0 | 0 | 0 | 0 | 0 | 0 | 0 | 0 | 0 | 0 | 0 | 0 | 0 | 0 | 0 | 0 | 0 | 0 | 0 | 0 | 0 | 0 | 0 | 0 | 0 | 0 | 0 | 0 | 0 | 0 | 0 | 0 | 0 | 0 | 0 | 0 | 0 | 0 | 0 | 0 | 0 | 0 | 0 | 0 | 0 | 0 | 0 | 0 | 0 | 0 | 0 | 0 | 0 | 0 | 0 | 0 | 0 | 0 | 0 | 0 | 0 | 0 | 0 | 0 | 0 | 0 | 0 | 0 | 0 | 0 | 0 | 0 | 0 | 0 | 0 | 0 | 0 | 0 | 0 | 0 | 0 | 0 | 0 | 0 | 0 | 0 | 0 | 0 | 0 | 0 | 0 | 0 | 0 | 0 | 0 | 0
4 | 1 | 1 | 1 | 0.99956 | 1 | 0.91869 | 0.77687 | 0.916 | 0.93553 | 0.90288 | 0.9829 | 0.99185 | 0.99797 | 0.00048282 | 0.98335 | 0.99345 | 0 | 0.94958 | 0.91298 | 0.92123 | 0.88253 | 0.89428 | 0.9941 | 0.11776 | 0.40683 | 0.87902 | 0.88535 | 0.86792 | 0.98783 | 0.98822 | 0.99976 | 0.99788 | 0.95774 | 0.96474 | 0.96367 | 0.98876 | 0.98772 | 0.9555 | 0.90983 | 0.098712 | 0 | 0.00087729 | 0.00071786 | 0 | 0 | 0.91294 | 0.89422 | 0.92603 | 0 | 0.00025092 | 0.29472 | 0.16272 | 0.92597 | 0.00013975 | 0.71457 | 0.60103 | 0.94674 | 0.63658 | 0.61357 | 0.45176 | 0.97855 | 0.88656 | 0.98123 | 0.89542 | 0.93724 | 0.9828 | 0.47511 | 0.25829 | 0.24988 | 0.56029 | 0.50185 | 0.52095 | 0.6619 | 0.035024 | 0.99984 | 0.99854 | 0.9957 | 0.19351 | 0.34251 | 0.23332 | 0.44427 | 0.51776 | 0.35575 | 0.30586 | 0.44257 | 0.15714 | 0.15015 | 0.0001634 | 0.12937 | 0.11142 | 0.083906 | 0.1605 | 0.092057 | 0.13361 | 0.083424 | 0.13736 | 0.045978 | 0.086214 | 0.38914 | 0.41021 | 0.32124 | 0.33111 | 0.32466 | 0.25137 | 0.32277 | 0.2364 | 0.083424 | 0.083427 | 0.22346 | 0.098411 | 0.086418 | 0.06451 | 0.15593 | 0.011499 | 0.2484 | 0.07568 | 0.30373 | 0.124 | 0.84198 | 0.083424 | 0.1423 | 0.41114 | 0.37362 | 0.30506 | 0.36321 | 0.31502 | 0.16767 | 0.16767 | 0.3539 | 0.17832 | 0.36232 | 0.25649 | 0.21015 | 0.99129 | 0.27956 | 0.99764 | 0.99507 | 0.99821 | 0.99541 | 0.9617 | 0.25834 | 0.30042 | 0.3505 | 0.25203 | 0.00014745 | 1.3507e-05 | 0.99834 | 0.25798 | 0.33568 | 0.35062 | 0.34272 | 0.4212 | 0.36287 | 0.25377 | 0.65346 | 0.48236 | 0.23455 | 0.22882 | 0.15697 | 0.55012 | 0.40701 | 0.90195 | 0.79794 | 0 | 0 | 0.0025904 | 8.826e-05 | 0.00085382 | 0 | 0.99968 | 0.99987 | 0.74769 | 0.79239 | 0.76111 | 0.00025487 | 0.0015734 | 0.00020823 | 0.73634 | 0 | 0.0031852 | 8.826e-05 | 0.00058854 | 0.00015134 | 0 | 0 | 0 | 0 | 0.00031658 | 0.023713 | 0.02886 | 0.00522 | 0.0033748 | 0.41763 | 0.43478 | 4.4447e-05 | 3.2142e-06 | 0 | 0.00013766 | 0.44626 | 0.3789 | 0 | 0 | 0.75859 | 0.00011998 | 0.19659 | 0.2281 | 0.9179 | 0.91081 | 0.99945 | 0.99893 | 0.00060078 | 0.00087704 | 0.87902 | 0.83732 | 0.94523 | 0.17382 | 0.090466 | 0.81877 | 0.23487 | 0.79479 | 0 | 0.61885 | 0.63533 | 0.64677 | 0.29184 | 0.19022 | 0.96137 | 0.89966 | 0.87954 | 0.9177 | 0.92048 | 0.8943 | 0.93007 | 0.23134 | 0.01608 | 0 | 0 | 0.021274 | 0.0071495 | 0.044095 | 0.68325 | 0.00070638 | 0.00047885 | 0.017909 | 8.6991e-09 | 0 | 0 | 0.52258 | 0.31417 | 0.73475 | 0.54688 | 0.60944 | 0 | 0 | 0.00052152 | 0.000366 | 0.9912 | 0.033976 | 0.00041825 | 0.016096 | 0.83705 | 0.64745 | 0.6449 | 0.016044 | 0.73046 | 0.26576 | 0.98095 | 0.98578 | 0.97655 | 0.022798 | 0.039963 | 0.0031295 | 0.0005459 | 8.4028e-05 | 3.6635e-05 | 0 | 0 | 0 | 0 | 0.32882 | 0.083125 | 0.98084 | 0.0010387 | 0.0010441 | 0 | 0.91487 | 0 | 0 | 0 | 6.5243e-05 | 0.57742 | 0.00095197 | 0.83858 | 5.8875e-08 | 0 | 0 | 0.96226 | 0.0066895 | 9.1775e-05 | 0.71978 | 0.77133 | 0.81826 | 0.036747 | 0.064526 | 0.2364 | 0 | 0.0012128 | 0 | 0 | 0.033513 | 0.92689 | 0 | 0.69259 | 0.97561 | 0.91302 | 0 | 0.0017634 | 0 | 0.0047219 | 0.62278 | 0.98708 | 0.85455 | 0.89721 | 0 | 0.0010229 | 0.0059757 | 0 | 0 | 0.00093146 | 0.89284 | 0.7642 | 0.00091686 | 0.98457 | 0.13964 | 0.16088 | 0.16659 | 0.027117 | 0.020028 | 0.0043207 | 0.9811 | 0 | 0.00022406 | 0 | 0 | 0.91 | 0.53339 | 0.44207 | 0.72546 | 0.72124 | 0.54624 | 0.99971 | 0.99969 | 0.23107 | 0.2364 | 0.24834 | 0.00096945 | 0.021058 | 0.15697 | 0.16832 | 0.25432 | 0.32466 | 0.2364 | 0.2364 | 0.32466 | 0.34892 | 0.27161 | 0.039984 | 0.047987 | 0.06264 | 0.034987 | 0.31899 | 0.32995 | 0.4316 | 0.039419 | 0.54021 | 0.50104 | 0.96111 | 0.9334 | 0.61257 | 0.71204 | 0.44278 | 0.72979 | 0.69034 | 0.74274 | 0.84377 | 0.0063175 | 0.0045886 | 1.1893e-07 | 0 | 0 | 0 | 0.65001 | 0.55027 | 0 | 0.0033367 | 0.004816 | 0.0013314 | 0.98502 | 0.89697 | 0.93346 | 0.99167 | 0.99003 | 0.00060308 | 0.00091989 | 0.99853 | 0.92829 | 0.97724 | 0.94539 | 0.91313 | 0.89944 | 0.43932 | 0.91978 | 0.99971 | 0.98899 | 0.00019205 | 0.0002654 | 0.86283 | 0.0082374 | 0.00051908 | 0.96904 | 0.22522 | 0.50174 | 0.42804 | 0.78274 | 0.71826 | 0.53218 | 0 | 0 | 0.35398 | 0.37522 | 0.2364 | 0.2364 | 0.039416 | 0.1074 | 0.15499 | 0.15697 | 0.082911 | 0 | 0.2326 | 0.36321 | 0.33654 | 0.079657 | 0.531 | 0.85166 | 0.89537 | 0.41432 | 0.25883 | 0.35713 | 0.33568 | 0.9665 | 0.71467 | 0 | 0 | 0 | 0 | 0.0029741 | 0.36287 | 0.41763 | 0.41763 | 0.41763 | 0 | 1.0484e-06 | 0.083424 | 0.941 | 0.68386 | 0.5688 | 0.76615 | 0.68729 | 0.39058 | 0 | 0.072183 | 0.020672 | 0 | 0.06451 | 0 | 0.00013129 | 0.082665 | 0.18541 | 0.048329 | 0.0098792 | 0.025676 | 0 | 0 | 0.03779 | 0.061126 | 0.013177 | 0.024108 | 0 | 0 | 0.00050844 | 0.01227 | 0.22882 | 0.22882 | 0 | 0 | 0 | 0 | 0 | 0 | 0 | 0 | 0 | 0 | 0 | 0 | 0 | 0 | 0 | 0 | 0 | 0 | 0 | 0 | 0 | 0 | 0 | 0 | 0 | 0 | 0 | 0 | 0 | 0 | 0 | 0 | 0 | 0 | 0 | 0 | 0 | 0 | 0 | 0 | 0 | 0 | 0 | 0 | 0 | 0 | 0 | 0 | 0 | 0 | 0 | 0 | 0 | 0 | 0 | 0 | 0 | 0 | 0 | 0 | 0 | 0 | 0 | 0 | 0 | 0 | 0 | 0 | 0 | 0 | 0 | 0 | 0 | 0 | 0 | 0 | 0 | 0 | 0 | 0 | 0 | 0 | 0 | 0 | 0 | 0 | 0 | 0 | 0 | 0 | 0 | 0 | 0 | 0 | 0 | 0 | 0 | 0 | 0 | 0 | 0 | 0 | 0 | 0 | 0 | 0 | 0 | 0 | 0 | 0 | 0 | 0 | 0 | 0 | 0 | 0 | 0 | 0 | 0 | 0 | 0 | 0 | 0 | 0 | 0 | 0 | 0 | 0 | 0 | 0 | 0 | 0 | 0 | 0 | 0 | 0 | 0 | 0 | 0 | 0 | 0 | 0 | 0 | 0 | 0 | 0 | 0 | 0 | 0 | 0 | 0 | 0 | 0 | 0 | 0 | 0 | 0 | 0 | 0 | 0 | 0 | 0 | 0 | 0 | 0 | 0 | 0 | 0 | 0 | 0 | 0 | 0 | 0 | 0 | 0 | 0 | 0 | 0 | 0 | 0 | 0 | 0 | 0 | 0 | 0 | 0 | 0 | 0 | 0 | 0 | 0 | 0 | 0 | 0 | 0 | 0 | 0 | 0 | 0 | 0 | 0 | 0 | 0 | 0 | 0 | 0 | 0 | 0 | 0 | 0 | 0 | 0 | 0 | 0 | 0 | 0 | 0 | 0 | 0 | 0 | 0 | 0 | 0 | 0 | 0 | 0 | 0 | 0 | 0 | 0 | 0 | 0 | 0 | 0 | 0 | 0 | 0 | 0 | 0 | 0 | 0 | 0 | 0 | 0 | 0 | 0 | 0 | 0 | 0 | 0 | 0 | 0 | 0 | 0 | 0 | 0 | 0 | 0 | 0 | 0 | 0 | 0 | 0 | 0 | 0 | 0 | 0 | 0 | 0 | 0 | 0 | 0 | 0 | 0 | 0 | 0 | 0 | 0 | 0 | 0 | 0 | 0 | 0 | 0 | 0 | 0 | 0 | 0 | 0 | 0 | 0 | 0 | 0 | 0 | 0 | 0 | 0 | 0 | 0 | 0 | 0 | 0 | 0 | 0 | 0 | 0 | 0 | 0 | 0 | 0 | 0 | 0 | 0 | 0 | 0 | 0 | 0 | 0 | 0 | 0 | 0 | 0 | 0 | 0 | 0 | 0 | 0 | 0 | 0 | 0 | 0 | 0 | 0 | 0 | 0 | 0 | 0 | 0 | 0 | 0 | 0 | 0 | 0 | 0 | 0 | 0 | 0 | 0 | 0 | 0 | 0 | 0 | 0 | 0 | 0 | 0 | 0 | 0 | 0 | 0 | 0 | 0 | 0 | 0 | 0 | 0 | 0 | 0 | 0 | 0 | 0 | 0 | 0 | 0 | 0 | 0 | 0 | 0 | 0 | 0 | 0 | 0 | 0 | 0 | 0 | 0 | 0 | 0 | 0 | 0 | 0 | 0 | 0 | 0 | 0 | 0 | 0 | 0 | 0 | 0 | 0 | 0 | 0 | 0 | 0 | 0 | 0 | 0 | 0 | 0 | 0 | 0 | 0 | 0 | 0 | 0 | 0 | 0 | 0 | 0 | 0 | 0 | 0 | 0 | 0 | 0 | 0 | 0 | 0 | 0 | 0 | 0 | 0 | 0 | 0 | 0 | 0 | 0 | 0 | 0 | 0 | 0 | 0 | 0 | 0 | 0 | 0 | 0 | 0 | 0 | 0 | 0 | 0 | 0 | 0 | 0 | 0 | 0 | 0 | 0 | 0 | 0 | 0 | 0 | 0 | 0 | 0 | 0 | 0 | 0 | 0 | 0 | 0 | 0 | 0 | 0 | 0 | 0 | 0 | 0 | 0 | 0 | 0 | 0 | 0 | 0 | 0 | 0 | 0
5 | 1 | 1 | 1 | 0.98988 | 1 | 0.93702 | 0.80868 | 0.92837 | 0.95547 | 0.93294 | 0.95872 | 0.97108 | 0.998 | 0.0018069 | 0.98943 | 0.99306 | 0 | 0.8891 | 0.87255 | 0.8672 | 0.73023 | 0.79924 | 0.99395 | 0.13722 | 0.43349 | 0.63646 | 0.65947 | 0.60822 | 0.99148 | 0.99613 | 0.99917 | 0.99766 | 0.97637 | 0.96622 | 0.9685 | 0.98938 | 0.98742 | 0.97419 | 0.93855 | 0.11925 | 0 | 0.0022479 | 0.0017074 | 0.0010995 | 0.00020036 | 0.89705 | 0.70118 | 0.84382 | 0 | 0.00079923 | 0.42181 | 0.17327 | 0.85716 | 0.003741 | 0.73603 | 0.59477 | 0.95721 | 0.62904 | 0.64719 | 0.50864 | 0.98258 | 0.8965 | 0.98272 | 0.68542 | 0.93278 | 0.9871 | 0.45369 | 0.2778 | 0.26973 | 0.53562 | 0.48074 | 0.54069 | 0.68006 | 0.042561 | 0.99953 | 0.9962 | 0.99133 | 0.22313 | 0.37309 | 0.26746 | 0.44103 | 0.56336 | 0.37763 | 0.33966 | 0.46731 | 0.19807 | 0.18943 | 0.00033969 | 0.17552 | 0.15326 | 0.12355 | 0.19228 | 0.13226 | 0.16575 | 0.11864 | 0.17245 | 0.071697 | 0.12298 | 0.39834 | 0.41739 | 0.31258 | 0.36263 | 0.35668 | 0.29034 | 0.35497 | 0.27679 | 0.11864 | 0.11865 | 0.24868 | 0.13148 | 0.11457 | 0.092371 | 0.19678 | 0.018779 | 0.27438 | 0.10567 | 0.32087 | 0.17128 | 0.6041 | 0.11864 | 0.18606 | 0.41126 | 0.39062 | 0.32698 | 0.39223 | 0.34276 | 0.19079 | 0.19079 | 0.38265 | 0.21474 | 0.39132 | 0.27607 | 0.23985 | 0.99252 | 0.32355 | 0.99452 | 0.99216 | 0.99485 | 0.98749 | 0.90251 | 0.27784 | 0.31146 | 0.36794 | 0.27179 | 0 | 0 | 0.99657 | 0.2775 | 0.33962 | 0.37927 | 0.34256 | 0.42622 | 0.38243 | 0.27346 | 0.65442 | 0.48267 | 0.25911 | 0.25386 | 0.1979 | 0.53041 | 0.41549 | 0.91283 | 0.83091 | 2.6761e-05 | 0 | 0.027873 | 0.0001457 | 0.0014299 | 0 | 0.99933 | 0.99969 | 0.75345 | 0.66399 | 0.68414 | 0.0013366 | 0.0027509 | 0.00067452 | 0.78479 | 0 | 0.011774 | 0.0001457 | 0.00060531 | 0 | 0 | 0 | 0 | 3.9009e-05 | 0.02971 | 0.03712 | 0.040549 | 0.039256 | 0.039545 | 0.42417 | 0.43748 | 0.00015194 | 1.2795e-05 | 0 | 0.0050333 | 0.4749 | 0.42359 | 0 | 0 | 0.74789 | 0.000428 | 0.24659 | 0.27461 | 0.68429 | 0.70933 | 0.99959 | 0.99908 | 0.0012667 | 0.0012319 | 0.63646 | 0.90605 | 0.9622 | 0.20929 | 0.11011 | 0.81893 | 0.27787 | 0.7999 | 0 | 0.59042 | 0.67286 | 0.66906 | 0.28976 | 0.20719 | 0.97474 | 0.91285 | 0.91342 | 0.94579 | 0.94536 | 0.90436 | 0.95343 | 0.27383 | 0.044299 | 0 | 0 | 0.033644 | 0.012294 | 0.052922 | 0.71036 | 0.0010059 | 0.00068438 | 0.021875 | 4.2766e-09 | 0 | 0 | 0.57735 | 0.34774 | 0.75429 | 0.63971 | 0.72668 | 1.6702e-05 | 0.0025861 | 0.040279 | 0.0021862 | 0.99349 | 0.051472 | 0.025346 | 0.035944 | 0.84734 | 0.6604 | 0.64647 | 0.035045 | 0.82216 | 0.2822 | 0.98441 | 0.98665 | 0.97771 | 0.031156 | 0.044464 | 0.030547 | 0.0019068 | 0.0013032 | 0.00081174 | 6.8856e-05 | 0 | 0 | 0 | 0.34977 | 0.11814 | 0.98453 | 0.0025067 | 0.0025167 | 0 | 0.79389 | 0 | 0 | 0 | 0.016017 | 0.55208 | 0.0023916 | 0.85842 | 2.8944e-08 | 0 | 0 | 0.96955 | 0.024287 | 0.0047168 | 0.74404 | 0.79379 | 0.83755 | 0.05077 | 0.070363 | 0.27679 | 0 | 0.0012257 | 0 | 1.8905e-08 | 0.056825 | 0.91581 | 0 | 0.70032 | 0.97554 | 0.86386 | 0 | 0 | 0 | 0.0048741 | 0.66475 | 0.98138 | 0.67206 | 0.79194 | 0 | 0.0017565 | 0.0088805 | 0 | 0 | 0.0023638 | 0.92212 | 0.81212 | 0.0023426 | 0.98705 | 0.18061 | 0.20209 | 0.20797 | 0.017785 | 0.013136 | 0 | 0.98206 | 0 | 0 | 7.2286e-05 | 0.0010804 | 0.83116 | 0.52447 | 0.44497 | 0.72369 | 0.73347 | 0.51894 | 0.99908 | 0.99911 | 0.25601 | 0.27679 | 0.27258 | 0.011872 | 0.053055 | 0.1979 | 0.19142 | 0.27399 | 0.35668 | 0.27679 | 0.27679 | 0.35668 | 0.37303 | 0.28961 | 0.064182 | 0.074215 | 0.088647 | 0.057827 | 0.32506 | 0.33505 | 0.43535 | 0.063474 | 0.5252 | 0.49098 | 0.95868 | 0.93512 | 0.5962 | 0.70758 | 0.43861 | 0.78144 | 0.74317 | 0.78264 | 0.88292 | 0.0050545 | 0.003619 | 9.0843e-08 | 0 | 0 | 0 | 0.69125 | 0.60112 | 0 | 0.034864 | 0.037322 | 0.033503 | 0.99057 | 0.91068 | 0.95612 | 0.99534 | 0.98865 | 0.0059542 | 0.0064987 | 0.99734 | 0.86057 | 0.94942 | 0.96023 | 0.82946 | 0.75696 | 0.4484 | 0.96924 | 0.99918 | 0.98959 | 0.0013598 | 0.00058514 | 0.68843 | 0.033641 | 0.0068186 | 0.97376 | 0.22071 | 0.47946 | 0.42077 | 0.78139 | 0.70467 | 0.50547 | 0 | 0.00011433 | 0.38272 | 0.37473 | 0.27679 | 0.27679 | 0.063469 | 0.14613 | 0.19593 | 0.1979 | 0.11779 | 1.5003e-06 | 0.25755 | 0.39223 | 0.36213 | 0.11945 | 0.52792 | 0.66909 | 0.72819 | 0.42164 | 0.27824 | 0.3825 | 0.33962 | 0.92407 | 0.73181 | 0 | 0 | 0 | 0 | 0.0023484 | 0.38243 | 0.42417 | 0.42417 | 0.42417 | 0 | 0 | 0.11864 | 0.95605 | 0.78029 | 0.56656 | 0.8157 | 0.74404 | 0.44615 | 0 | 0.085466 | 0.020962 | 1.0869e-09 | 0.051351 | 0 | 0.0031578 | 0.091028 | 0.18498 | 0.060244 | 0.031986 | 0.038166 | 0 | 0 | 0.057135 | 0.064782 | 0.033862 | 0.051693 | 0 | 0 | 0.0012255 | 0.02553 | 0.25386 | 0.25386 | 0 | 0 | 0 | 0 | 0 | 0 | 0 | 0 | 0 | 0 | 0 | 0 | 0 | 0 | 0 | 0 | 0 | 0 | 0 | 0 | 0 | 0 | 0 | 0 | 0 | 0 | 0 | 0 | 0 | 0 | 0 | 0 | 0 | 0 | 0 | 0 | 0 | 0 | 0 | 0 | 0 | 0 | 0 | 0 | 0 | 0 | 0 | 0 | 0 | 0 | 0 | 0 | 0 | 0 | 0 | 0 | 0 | 0 | 0 | 0 | 0 | 0 | 0 | 0 | 0 | 0 | 0 | 0 | 0 | 0 | 0 | 0 | 0 | 0 | 0 | 0 | 0 | 0 | 0 | 0 | 0 | 0 | 0 | 0 | 0 | 0 | 0 | 0 | 0 | 0 | 0 | 0 | 0 | 0 | 0 | 0 | 0 | 0 | 0 | 0 | 0 | 0 | 0 | 0 | 0 | 0 | 0 | 0 | 0 | 0 | 0 | 0 | 0 | 0 | 0 | 0 | 0 | 0 | 0 | 0 | 0 | 0 | 0 | 0 | 0 | 0 | 0 | 0 | 0 | 0 | 0 | 0 | 0 | 0 | 0 | 0 | 0 | 0 | 0 | 0 | 0 | 0 | 0 | 0 | 0 | 0 | 0 | 0 | 0 | 0 | 0 | 0 | 0 | 0 | 0 | 0 | 0 | 0 | 0 | 0 | 0 | 0 | 0 | 0 | 0 | 0 | 0 | 0 | 0 | 0 | 0 | 0 | 0 | 0 | 0 | 0 | 0 | 0 | 0 | 0 | 0 | 0 | 0 | 0 | 0 | 0 | 0 | 0 | 0 | 0 | 0 | 0 | 0 | 0 | 0 | 0 | 0 | 0 | 0 | 0 | 0 | 0 | 0 | 0 | 0 | 0 | 0 | 0 | 0 | 0 | 0 | 0 | 0 | 0 | 0 | 0 | 0 | 0 | 0 | 0 | 0 | 0 | 0 | 0 | 0 | 0 | 0 | 0 | 0 | 0 | 0 | 0 | 0 | 0 | 0 | 0 | 0 | 0 | 0 | 0 | 0 | 0 | 0 | 0 | 0 | 0 | 0 | 0 | 0 | 0 | 0 | 0 | 0 | 0 | 0 | 0 | 0 | 0 | 0 | 0 | 0 | 0 | 0 | 0 | 0 | 0 | 0 | 0 | 0 | 0 | 0 | 0 | 0 | 0 | 0 | 0 | 0 | 0 | 0 | 0 | 0 | 0 | 0 | 0 | 0 | 0 | 0 | 0 | 0 | 0 | 0 | 0 | 0 | 0 | 0 | 0 | 0 | 0 | 0 | 0 | 0 | 0 | 0 | 0 | 0 | 0 | 0 | 0 | 0 | 0 | 0 | 0 | 0 | 0 | 0 | 0 | 0 | 0 | 0 | 0 | 0 | 0 | 0 | 0 | 0 | 0 | 0 | 0 | 0 | 0 | 0 | 0 | 0 | 0 | 0 | 0 | 0 | 0 | 0 | 0 | 0 | 0 | 0 | 0 | 0 | 0 | 0 | 0 | 0 | 0 | 0 | 0 | 0 | 0 | 0 | 0 | 0 | 0 | 0 | 0 | 0 | 0 | 0 | 0 | 0 | 0 | 0 | 0 | 0 | 0 | 0 | 0 | 0 | 0 | 0 | 0 | 0 | 0 | 0 | 0 | 0 | 0 | 0 | 0 | 0 | 0 | 0 | 0 | 0 | 0 | 0 | 0 | 0 | 0 | 0 | 0 | 0 | 0 | 0 | 0 | 0 | 0 | 0 | 0 | 0 | 0 | 0 | 0 | 0 | 0 | 0 | 0 | 0 | 0 | 0 | 0 | 0 | 0 | 0 | 0 | 0 | 0 | 0 | 0 | 0 | 0 | 0 | 0 | 0 | 0 | 0 | 0 | 0 | 0 | 0 | 0 | 0 | 0 | 0 | 0 | 0 | 0 | 0 | 0 | 0 | 0 | 0 | 0 | 0 | 0 | 0 | 0 | 0 | 0 | 0 | 0 | 0 | 0 | 0 | 0 | 0 | 0 | 0 | 0 | 0 | 0 | 0 | 0 | 0 | 0 | 0 | 0 | 0 | 0 | 0 | 0 | 0 | 0 | 0 | 0 | 0 | 0 | 0 | 0 | 0 | 0 | 0 | 0 | 0
6 | 1 | 1 | 1 | 0.98098 | 1 | 0.91174 | 0.77332 | 0.88325 | 0.94135 | 0.92522 | 0.86302 | 0.86851 | 0.99088 | 0.031585 | 0.98011 | 0.98117 | 0.033882 | 0.75975 | 0.81334 | 0.8544 | 0.58875 | 0.72655 | 0.9737 | 0.1314 | 0.44608 | 0.52939 | 0.5673 | 0.51038 | 0.98569 | 0.99218 | 0.99521 | 0.97906 | 0.98375 | 0.96641 | 0.97805 | 0.9799 | 0.9741 | 0.96984 | 0.93278 | 0.10123 | 0 | 0.012075 | 0.02397 | 0.0022784 | 0.00041735 | 0.79072 | 0.57064 | 0.70148 | 6.8038e-07 | 0.037579 | 0.51199 | 0.27408 | 0.72088 | 0.047016 | 0.84002 | 0.70901 | 0.97755 | 0.66483 | 0.5344 | 0.40742 | 0.98839 | 0.90472 | 0.97466 | 0.59831 | 0.89972 | 0.96224 | 0.35315 | 0.20116 | 0.19369 | 0.41474 | 0.40474 | 0.48373 | 0.58935 | 0.063212 | 0.99696 | 0.96057 | 0.95896 | 0.13672 | 0.22635 | 0.1551 | 0.31912 | 0.44372 | 0.23064 | 0.20047 | 0.32569 | 0.18035 | 0.16834 | 0.00038063 | 0.16803 | 0.15087 | 0.12777 | 0.11905 | 0.13364 | 0.10862 | 0.093826 | 0.11586 | 0.066349 | 0.10404 | 0.25386 | 0.26854 | 0.22233 | 0.21539 | 0.21052 | 0.17133 | 0.20951 | 0.16332 | 0.093826 | 0.093827 | 0.1408 | 0.098604 | 0.079229 | 0.075082 | 0.17888 | 0.024969 | 0.22691 | 0.081969 | 0.19572 | 0.16413 | 0.46319 | 0.093826 | 0.173 | 0.28037 | 0.2428 | 0.19551 | 0.23958 | 0.21029 | 0.12068 | 0.12068 | 0.23392 | 0.18455 | 0.23904 | 0.19955 | 0.19117 | 0.99165 | 0.2045 | 0.96732 | 0.96809 | 0.97438 | 0.94569 | 0.77164 | 0.20119 | 0.21504 | 0.23361 | 0.19559 | 0 | 0 | 0.9686 | 0.20088 | 0.22664 | 0.23193 | 0.23005 | 0.27993 | 0.23525 | 0.19714 | 0.58976 | 0.39829 | 0.15768 | 0.14311 | 0.18011 | 0.4085 | 0.27502 | 0.85486 | 0.80509 | 0.00033097 | 0.00036625 | 0.066312 | 0.045799 | 0.04117 | 0 | 0.9966 | 0.99901 | 0.67684 | 0.50062 | 0.5479 | 0.0030586 | 0.031985 | 0.0034718 | 0.7679 | 0 | 0.057506 | 0.045799 | 0.010834 | 0 | 0 | 0 | 0 | 0.00045028 | 0.071487 | 0.065191 | 0.043386 | 0.083949 | 0.087814 | 0.27372 | 0.30852 | 0.013419 | 0.00038539 | 5.5597e-05 | 0.047533 | 0.43405 | 0.40419 | 0 | 0 | 0.66482 | 0.00025047 | 0.15504 | 0.17295 | 0.56773 | 0.56011 | 0.99907 | 0.99731 | 0.00091525 | 0.001699 | 0.52939 | 0.92093 | 0.98027 | 0.14023 | 0.09348 | 0.71774 | 0.22897 | 0.73065 | 0 | 0.50717 | 0.70169 | 0.68754 | 0.42751 | 0.28469 | 0.96616 | 0.85711 | 0.90609 | 0.93864 | 0.93562 | 0.8366 | 0.94378 | 0.22473 | 0.079046 | 0 | 0 | 0.07718 | 0.031599 | 0.084556 | 0.85461 | 0.047824 | 0.044412 | 0.046486 | 1.0104e-07 | 0 | 0 | 0.73602 | 0.38772 | 0.75359 | 0.69639 | 0.80333 | 0 | 0.0030093 | 0.051974 | 0.0017343 | 0.99579 | 0.13484 | 0.033734 | 0.084183 | 0.91376 | 0.8184 | 0.61861 | 0.10161 | 0.89031 | 0.40055 | 0.98511 | 0.97886 | 0.97338 | 0.069448 | 0.11062 | 0.058207 | 0.03377 | 0.0045529 | 0.0033448 | 0.0003844 | 0 | 0 | 0 | 0.21185 | 0.093369 | 0.98553 | 0.012608 | 0.012658 | 0 | 0.73819 | 1.1942e-06 | 1.5344e-05 | 5.5597e-05 | 0.043323 | 0.43435 | 0.011741 | 0.81243 | 6.8387e-07 | 0 | 1.5671e-06 | 0.93485 | 0.064984 | 0.07713 | 0.66408 | 0.73002 | 0.78807 | 0.097378 | 0.14533 | 0.16332 | 0 | 0.024298 | 0 | 0.024337 | 0.10419 | 0.90954 | 0 | 0.607 | 0.95764 | 0.85412 | 0 | 0 | 0 | 0.037487 | 0.5559 | 0.95038 | 0.52354 | 0.72689 | 0 | 0.0038378 | 0.014269 | 0.0045142 | 0 | 0.011538 | 0.91405 | 0.80347 | 0.011391 | 0.98976 | 0.17303 | 0.19994 | 0.19604 | 0.0053441 | 0.0039503 | 0 | 0.97581 | 0 | 0 | 0.00015049 | 0.0022551 | 0.79418 | 0.67173 | 0.55092 | 0.59607 | 0.61414 | 0.42419 | 0.99488 | 0.99056 | 0.14465 | 0.16332 | 0.15652 | 0.020065 | 0.066386 | 0.18011 | 0.12126 | 0.19763 | 0.21052 | 0.16332 | 0.16332 | 0.21052 | 0.22622 | 0.21263 | 0.061949 | 0.067821 | 0.069902 | 0.054975 | 0.22326 | 0.22475 | 0.28803 | 0.061534 | 0.411 | 0.35919 | 0.88786 | 0.86257 | 0.49381 | 0.61908 | 0.31745 | 0.77358 | 0.72603 | 0.75604 | 0.87552 | 0.0048799 | 0.0032395 | 5.1098e-08 | 0.00065622 | 0.0010559 | 0.0045142 | 0.61944 | 0.54665 | 0 | 0.081445 | 0.08578 | 0.081377 | 0.98941 | 0.85533 | 0.94631 | 0.99117 | 0.97129 | 0.046153 | 0.0074263 | 0.9965 | 0.74873 | 0.95326 | 0.9494 | 0.79117 | 0.5951 | 0.49659 | 0.97222 | 0.9933 | 0.98002 | 0.0041871 | 0.039633 | 0.50804 | 0.08648 | 0.046645 | 0.98205 | 0.32775 | 0.40291 | 0.2935 | 0.70457 | 0.61849 | 0.42746 | 0.00022744 | 0.00088764 | 0.23397 | 0.25085 | 0.16332 | 0.16332 | 0.061528 | 0.097465 | 0.17819 | 0.18011 | 0.093041 | 7.7426e-05 | 0.19584 | 0.23958 | 0.21801 | 0.11765 | 0.41229 | 0.48 | 0.64622 | 0.27139 | 0.20136 | 0.23692 | 0.22664 | 0.80441 | 0.64334 | 0 | 0 | 0 | 0 | 0.0017423 | 0.23525 | 0.27372 | 0.27372 | 0.27372 | 6.4762e-06 | 0 | 0.093826 | 0.96869 | 0.8688 | 0.74659 | 0.91641 | 0.79546 | 0.40021 | 0.0018068 | 0.13326 | 0.03722 | 0.0014062 | 0.038309 | 0 | 0.0052784 | 0.18195 | 0.26975 | 0.13208 | 0.06263 | 0.070245 | 5.5597e-05 | 0 | 0.10128 | 0.10146 | 0.084108 | 0.098639 | 0 | 0 | 0.0084796 | 0.06651 | 0.14311 | 0.14311 | 0 | 0 | 0 | 0 | 0 | 0 | 0 | 0 | 0 | 0 | 0 | 0 | 0 | 0 | 0 | 0 | 0 | 0 | 0 | 0 | 0 | 0 | 0 | 0 | 0 | 0 | 0 | 0 | 0 | 0 | 0 | 0 | 0 | 0 | 0 | 0 | 0 | 0 | 0 | 0 | 0 | 0 | 0 | 0 | 0 | 0 | 0 | 0 | 0 | 0 | 0 | 0 | 0 | 0 | 0 | 0 | 0 | 0 | 0 | 0 | 0 | 0 | 0 | 0 | 0 | 0 | 0 | 0 | 0 | 0 | 0 | 0 | 0 | 0 | 0 | 0 | 0 | 0 | 0 | 0 | 0 | 0 | 0 | 0 | 0 | 0 | 0 | 0 | 0 | 0 | 0 | 0 | 0 | 0 | 0 | 0 | 0 | 0 | 0 | 0 | 0 | 0 | 0 | 0 | 0 | 0 | 0 | 0 | 0 | 0 | 0 | 0 | 0 | 0 | 0 | 0 | 0 | 0 | 0 | 0 | 0 | 0 | 0 | 0 | 0 | 0 | 0 | 0 | 0 | 0 | 0 | 0 | 0 | 0 | 0 | 0 | 0 | 0 | 0 | 0 | 0 | 0 | 0 | 0 | 0 | 0 | 0 | 0 | 0 | 0 | 0 | 0 | 0 | 0 | 0 | 0 | 0 | 0 | 0 | 0 | 0 | 0 | 0 | 0 | 0 | 0 | 0 | 0 | 0 | 0 | 0 | 0 | 0 | 0 | 0 | 0 | 0 | 0 | 0 | 0 | 0 | 0 | 0 | 0 | 0 | 0 | 0 | 0 | 0 | 0 | 0 | 0 | 0 | 0 | 0 | 0 | 0 | 0 | 0 | 0 | 0 | 0 | 0 | 0 | 0 | 0 | 0 | 0 | 0 | 0 | 0 | 0 | 0 | 0 | 0 | 0 | 0 | 0 | 0 | 0 | 0 | 0 | 0 | 0 | 0 | 0 | 0 | 0 | 0 | 0 | 0 | 0 | 0 | 0 | 0 | 0 | 0 | 0 | 0 | 0 | 0 | 0 | 0 | 0 | 0 | 0 | 0 | 0 | 0 | 0 | 0 | 0 | 0 | 0 | 0 | 0 | 0 | 0 | 0 | 0 | 0 | 0 | 0 | 0 | 0 | 0 | 0 | 0 | 0 | 0 | 0 | 0 | 0 | 0 | 0 | 0 | 0 | 0 | 0 | 0 | 0 | 0 | 0 | 0 | 0 | 0 | 0 | 0 | 0 | 0 | 0 | 0 | 0 | 0 | 0 | 0 | 0 | 0 | 0 | 0 | 0 | 0 | 0 | 0 | 0 | 0 | 0 | 0 | 0 | 0 | 0 | 0 | 0 | 0 | 0 | 0 | 0 | 0 | 0 | 0 | 0 | 0 | 0 | 0 | 0 | 0 | 0 | 0 | 0 | 0 | 0 | 0 | 0 | 0 | 0 | 0 | 0 | 0 | 0 | 0 | 0 | 0 | 0 | 0 | 0 | 0 | 0 | 0 | 0 | 0 | 0 | 0 | 0 | 0 | 0 | 0 | 0 | 0 | 0 | 0 | 0 | 0 | 0 | 0 | 0 | 0 | 0 | 0 | 0 | 0 | 0 | 0 | 0 | 0 | 0 | 0 | 0 | 0 | 0 | 0 | 0 | 0 | 0 | 0 | 0 | 0 | 0 | 0 | 0 | 0 | 0 | 0 | 0 | 0 | 0 | 0 | 0 | 0 | 0 | 0 | 0 | 0 | 0 | 0 | 0 | 0 | 0 | 0 | 0 | 0 | 0 | 0 | 0 | 0 | 0 | 0 | 0 | 0 | 0 | 0 | 0 | 0 | 0 | 0 | 0 | 0 | 0 | 0 | 0 | 0 | 0 | 0 | 0 | 0 | 0 | 0 | 0 | 0 | 0 | 0 | 0 | 0 | 0 | 0 | 0 | 0 | 0 | 0 | 0 | 0 | 0 | 0 | 0 | 0 | 0 | 0 | 0 | 0 | 0 | 0 | 0 | 0 | 0 | 0 | 0 | 0 | 0 | 0 | 0 | 0 | 0 | 0 | 0 | 0 | 0 | 0 | 0 | 0 | 0 | 0 | 0 | 0 | 0 | 0 | 0 | 0 | 0 | 0 | 0
7 | 1 | 1 | 1 | 0.9803 | 1 | 0.90665 | 0.83746 | 0.83405 | 0.94323 | 0.94596 | 0.89219 | 0.87378 | 0.98614 | 0.050244 | 0.97805 | 0.97681 | 0.037806 | 0.81275 | 0.88734 | 0.92038 | 0.62266 | 0.80502 | 0.96287 | 0.24278 | 0.57659 | 0.50683 | 0.5524 | 0.47458 | 0.98449 | 0.99217 | 0.99686 | 0.9789 | 0.98528 | 0.9656 | 0.97375 | 0.9783 | 0.97296 | 0.97404 | 0.94499 | 0.18405 | 0 | 0.0048157 | 0.018385 | 0.0017959 | 0.00032778 | 0.64067 | 0.53193 | 0.5899 | 3.718e-07 | 0.049436 | 0.66099 | 0.36034 | 0.60112 | 0.055286 | 0.85521 | 0.75583 | 0.97273 | 0.74768 | 0.62564 | 0.51515 | 0.99369 | 0.92781 | 0.98059 | 0.5882 | 0.94036 | 0.97022 | 0.47581 | 0.27277 | 0.26435 | 0.55725 | 0.49667 | 0.43521 | 0.45165 | 0.090683 | 0.99943 | 0.97826 | 0.97995 | 0.21037 | 0.35404 | 0.24718 | 0.41035 | 0.53538 | 0.36138 | 0.32072 | 0.40196 | 0.24827 | 0.23612 | 0.031547 | 0.24399 | 0.21085 | 0.17929 | 0.18632 | 0.18648 | 0.17336 | 0.15983 | 0.18823 | 0.11836 | 0.17139 | 0.37636 | 0.39706 | 0.30755 | 0.34373 | 0.33783 | 0.2711 | 0.33612 | 0.25747 | 0.15983 | 0.15984 | 0.22792 | 0.16377 | 0.12289 | 0.12655 | 0.24678 | 0.064233 | 0.2988 | 0.13562 | 0.28835 | 0.24284 | 0.3843 | 0.15983 | 0.24572 | 0.41854 | 0.3742 | 0.30873 | 0.37304 | 0.32606 | 0.18198 | 0.18198 | 0.36395 | 0.25325 | 0.37218 | 0.27096 | 0.26104 | 0.99925 | 0.26965 | 0.95545 | 0.96575 | 0.96867 | 0.93612 | 0.74842 | 0.27281 | 0.30166 | 0.35124 | 0.2665 | 0 | 0 | 0.97762 | 0.27246 | 0.32584 | 0.36074 | 0.33449 | 0.40522 | 0.36678 | 0.26824 | 0.56916 | 0.44371 | 0.23423 | 0.23216 | 0.24804 | 0.54614 | 0.40972 | 0.76676 | 0.85909 | 0.00056279 | 0.00085414 | 0.072154 | 0.046853 | 0.043384 | 0 | 0.99935 | 0.99973 | 0.73495 | 0.34757 | 0.41097 | 0.0022644 | 0.03499 | 0.0040819 | 0.84457 | 0 | 0.060328 | 0.046853 | 0.014716 | 0 | 0 | 0 | 0 | 0.0071492 | 0.088913 | 0.10045 | 0.078103 | 0.13539 | 0.11391 | 0.40456 | 0.39915 | 0.019296 | 0.0025818 | 0.00025373 | 0.054831 | 0.57928 | 0.539 | 0 | 0 | 0.72298 | 0.0039548 | 0.22037 | 0.24203 | 0.50843 | 0.46635 | 0.99817 | 0.99537 | 0.032085 | 0.0088193 | 0.50683 | 0.94435 | 0.9821 | 0.20386 | 0.16138 | 0.55171 | 0.38621 | 0.68795 | 0 | 0.60526 | 0.76374 | 0.75416 | 0.54362 | 0.41595 | 0.96838 | 0.77209 | 0.93206 | 0.95353 | 0.948 | 0.73464 | 0.95421 | 0.38134 | 0.1473 | 0 | 0 | 0.10277 | 0.041293 | 0.12608 | 0.86124 | 0.071105 | 0.062952 | 0.072267 | 3.5645e-05 | 0 | 0 | 0.7813 | 0.49269 | 0.81319 | 0.78124 | 0.87497 | 0.0054515 | 0.021384 | 0.097716 | 0.012625 | 0.99468 | 0.22113 | 0.074815 | 0.088499 | 0.9081 | 0.82495 | 0.71432 | 0.20782 | 0.93082 | 0.51674 | 0.98474 | 0.97739 | 0.97201 | 0.10235 | 0.14715 | 0.098652 | 0.053524 | 0.02406 | 0.02116 | 0.0030164 | 0 | 0 | 0 | 0.33258 | 0.1589 | 0.98519 | 0.0036208 | 0.0036326 | 0 | 0.77013 | 5.4502e-06 | 7.0027e-05 | 0.00025373 | 0.073489 | 0.5732 | 0.0034704 | 0.82677 | 1.0162e-06 | 0 | 1.6406e-06 | 0.90085 | 0.074641 | 0.16531 | 0.74381 | 0.79003 | 0.82156 | 0.14669 | 0.19575 | 0.25747 | 0.00010233 | 0.03302 | 0 | 0.034229 | 0.15099 | 0.93876 | 0 | 0.69399 | 0.96617 | 0.91969 | 0 | 0 | 0 | 0.053761 | 0.6504 | 0.97833 | 0.54476 | 0.7968 | 0 | 0.014623 | 0.02763 | 0.0010602 | 0 | 0.0034344 | 0.93194 | 0.86105 | 0.0034071 | 0.99473 | 0.23461 | 0.25265 | 0.26177 | 0.0040937 | 0.0030236 | 0 | 0.97436 | 0 | 0 | 0.00011845 | 0.0017736 | 0.88154 | 0.70629 | 0.62485 | 0.41275 | 0.42842 | 0.54395 | 0.99395 | 0.98828 | 0.23441 | 0.25747 | 0.25176 | 0.051009 | 0.12055 | 0.24804 | 0.18264 | 0.26879 | 0.33783 | 0.25747 | 0.25747 | 0.33783 | 0.35621 | 0.28517 | 0.11171 | 0.12058 | 0.11414 | 0.095974 | 0.31393 | 0.32191 | 0.41929 | 0.11109 | 0.5234 | 0.49252 | 0.784 | 0.74911 | 0.59673 | 0.69166 | 0.4092 | 0.83909 | 0.81408 | 0.83339 | 0.91184 | 0.0044176 | 0.0029529 | 6.7464e-08 | 0.00036882 | 0.00059321 | 0.0010602 | 0.70821 | 0.65535 | 2.843e-05 | 0.11014 | 0.11557 | 0.10946 | 0.98578 | 0.77354 | 0.95569 | 0.99002 | 0.97298 | 0.062084 | 0.019226 | 0.99811 | 0.81107 | 0.97775 | 0.94482 | 0.87306 | 0.59007 | 0.59088 | 0.98053 | 0.99884 | 0.97842 | 0.0021333 | 0.038816 | 0.40564 | 0.10539 | 0.052114 | 0.98101 | 0.45284 | 0.49881 | 0.4337 | 0.73649 | 0.66996 | 0.53086 | 0.00048344 | 0.015743 | 0.36402 | 0.37562 | 0.25747 | 0.25747 | 0.11108 | 0.1442 | 0.24628 | 0.24804 | 0.15823 | 0.0010043 | 0.26652 | 0.37304 | 0.34468 | 0.18782 | 0.50297 | 0.35603 | 0.65587 | 0.40228 | 0.27315 | 0.36435 | 0.32584 | 0.72089 | 0.72532 | 0 | 9.8494e-05 | 8.7473e-05 | 0 | 0.0018198 | 0.36678 | 0.40456 | 0.40456 | 0.40456 | 1.521e-06 | 0 | 0.15983 | 0.96342 | 0.9172 | 0.76448 | 0.9272 | 0.85187 | 0.54034 | 0.00042436 | 0.20687 | 0.052236 | 0.0019676 | 0.038225 | 0 | 0.030217 | 0.29565 | 0.39453 | 0.17311 | 0.10044 | 0.10899 | 0.00025373 | 0 | 0.17332 | 0.14604 | 0.12034 | 0.14841 | 0 | 0 | 0.0023128 | 0.083349 | 0.23216 | 0.23216 | 0 | 0 | 0 | 0 | 0 | 0 | 0 | 0 | 0 | 0 | 0 | 0 | 0 | 0 | 0 | 0 | 0 | 0 | 0 | 0 | 0 | 0 | 0 | 0 | 0 | 0 | 0 | 0 | 0 | 0 | 0 | 0 | 0 | 0 | 0 | 0 | 0 | 0 | 0 | 0 | 0 | 0 | 0 | 0 | 0 | 0 | 0 | 0 | 0 | 0 | 0 | 0 | 0 | 0 | 0 | 0 | 0 | 0 | 0 | 0 | 0 | 0 | 0 | 0 | 0 | 0 | 0 | 0 | 0 | 0 | 0 | 0 | 0 | 0 | 0 | 0 | 0 | 0 | 0 | 0 | 0 | 0 | 0 | 0 | 0 | 0 | 0 | 0 | 0 | 0 | 0 | 0 | 0 | 0 | 0 | 0 | 0 | 0 | 0 | 0 | 0 | 0 | 0 | 0 | 0 | 0 | 0 | 0 | 0 | 0 | 0 | 0 | 0 | 0 | 0 | 0 | 0 | 0 | 0 | 0 | 0 | 0 | 0 | 0 | 0 | 0 | 0 | 0 | 0 | 0 | 0 | 0 | 0 | 0 | 0 | 0 | 0 | 0 | 0 | 0 | 0 | 0 | 0 | 0 | 0 | 0 | 0 | 0 | 0 | 0 | 0 | 0 | 0 | 0 | 0 | 0 | 0 | 0 | 0 | 0 | 0 | 0 | 0 | 0 | 0 | 0 | 0 | 0 | 0 | 0 | 0 | 0 | 0 | 0 | 0 | 0 | 0 | 0 | 0 | 0 | 0 | 0 | 0 | 0 | 0 | 0 | 0 | 0 | 0 | 0 | 0 | 0 | 0 | 0 | 0 | 0 | 0 | 0 | 0 | 0 | 0 | 0 | 0 | 0 | 0 | 0 | 0 | 0 | 0 | 0 | 0 | 0 | 0 | 0 | 0 | 0 | 0 | 0 | 0 | 0 | 0 | 0 | 0 | 0 | 0 | 0 | 0 | 0 | 0 | 0 | 0 | 0 | 0 | 0 | 0 | 0 | 0 | 0 | 0 | 0 | 0 | 0 | 0 | 0 | 0 | 0 | 0 | 0 | 0 | 0 | 0 | 0 | 0 | 0 | 0 | 0 | 0 | 0 | 0 | 0 | 0 | 0 | 0 | 0 | 0 | 0 | 0 | 0 | 0 | 0 | 0 | 0 | 0 | 0 | 0 | 0 | 0 | 0 | 0 | 0 | 0 | 0 | 0 | 0 | 0 | 0 | 0 | 0 | 0 | 0 | 0 | 0 | 0 | 0 | 0 | 0 | 0 | 0 | 0 | 0 | 0 | 0 | 0 | 0 | 0 | 0 | 0 | 0 | 0 | 0 | 0 | 0 | 0 | 0 | 0 | 0 | 0 | 0 | 0 | 0 | 0 | 0 | 0 | 0 | 0 | 0 | 0 | 0 | 0 | 0 | 0 | 0 | 0 | 0 | 0 | 0 | 0 | 0 | 0 | 0 | 0 | 0 | 0 | 0 | 0 | 0 | 0 | 0 | 0 | 0 | 0 | 0 | 0 | 0 | 0 | 0 | 0 | 0 | 0 | 0 | 0 | 0 | 0 | 0 | 0 | 0 | 0 | 0 | 0 | 0 | 0 | 0 | 0 | 0 | 0 | 0 | 0 | 0 | 0 | 0 | 0 | 0 | 0 | 0 | 0 | 0 | 0 | 0 | 0 | 0 | 0 | 0 | 0 | 0 | 0 | 0 | 0 | 0 | 0 | 0 | 0 | 0 | 0 | 0 | 0 | 0 | 0 | 0 | 0 | 0 | 0 | 0 | 0 | 0 | 0 | 0 | 0 | 0 | 0 | 0 | 0 | 0 | 0 | 0 | 0 | 0 | 0 | 0 | 0 | 0 | 0 | 0 | 0 | 0 | 0 | 0 | 0 | 0 | 0 | 0 | 0 | 0 | 0 | 0 | 0 | 0 | 0 | 0 | 0 | 0 | 0 | 0 | 0 | 0 | 0 | 0 | 0 | 0 | 0 | 0 | 0 | 0 | 0 | 0 | 0 | 0 | 0 | 0 | 0 | 0 | 0 | 0 | 0 | 0 | 0 | 0 | 0 | 0 | 0 | 0 | 0 | 0 | 0 | 0 | 0 | 0 | 0 | 0 | 0
8 | 1 | 1 | 1 | 0.98338 | 1 | 0.81395 | 0.81817 | 0.69126 | 0.89222 | 0.91448 | 0.89942 | 0.87075 | 0.97008 | 0.057377 | 0.9612 | 0.9492 | 0.034534 | 0.82753 | 0.88941 | 0.91981 | 0.65381 | 0.82194 | 0.92528 | 0.32211 | 0.64609 | 0.55647 | 0.59837 | 0.52092 | 0.9616 | 0.9817 | 0.99564 | 0.96817 | 0.97255 | 0.935 | 0.95036 | 0.94481 | 0.94086 | 0.95819 | 0.91124 | 0.25931 | 0 | 0.0095856 | 0.023903 | 0.0024453 | 0.00045529 | 0.49245 | 0.56305 | 0.50452 | 2.113e-05 | 0.050722 | 0.73527 | 0.45006 | 0.50393 | 0.066836 | 0.82497 | 0.70298 | 0.95475 | 0.66583 | 0.65331 | 0.5399 | 0.98327 | 0.9399 | 0.95828 | 0.63332 | 0.92504 | 0.94754 | 0.5034 | 0.32595 | 0.31689 | 0.59578 | 0.48597 | 0.3111 | 0.29229 | 0.12388 | 0.99917 | 0.98045 | 0.98175 | 0.26555 | 0.43401 | 0.31477 | 0.45833 | 0.56126 | 0.41989 | 0.38763 | 0.45369 | 0.28269 | 0.27583 | 0.061992 | 0.28641 | 0.2393 | 0.20354 | 0.25167 | 0.21363 | 0.24002 | 0.22466 | 0.25361 | 0.16759 | 0.23178 | 0.43945 | 0.45893 | 0.38446 | 0.4129 | 0.40396 | 0.34029 | 0.40232 | 0.32728 | 0.22466 | 0.22466 | 0.29219 | 0.22531 | 0.18283 | 0.18598 | 0.28189 | 0.10552 | 0.33718 | 0.20039 | 0.35669 | 0.29104 | 0.40033 | 0.22466 | 0.28642 | 0.4763 | 0.43185 | 0.36876 | 0.45736 | 0.40113 | 0.22833 | 0.22833 | 0.44646 | 0.29183 | 0.45633 | 0.324 | 0.30542 | 0.9984 | 0.34325 | 0.94816 | 0.95622 | 0.9691 | 0.94134 | 0.71207 | 0.32599 | 0.37153 | 0.43534 | 0.3192 | 0 | 0 | 0.97559 | 0.32561 | 0.40969 | 0.44262 | 0.41855 | 0.46468 | 0.42354 | 0.32108 | 0.4572 | 0.4079 | 0.30163 | 0.29651 | 0.28271 | 0.58159 | 0.46305 | 0.60674 | 0.82869 | 0.0023557 | 0.0013849 | 0.081732 | 0.052126 | 0.049721 | 0 | 0.99923 | 0.99946 | 0.70524 | 0.2786 | 0.318 | 0.0030604 | 0.04178 | 0.016009 | 0.8127 | 0 | 0.067429 | 0.052126 | 0.015441 | 0 | 0 | 5.727e-05 | 0.00032538 | 0.0143 | 0.10086 | 0.1317 | 0.1061 | 0.17113 | 0.12899 | 0.4659 | 0.44829 | 0.04327 | 0.02297 | 0.00047554 | 0.065578 | 0.5734 | 0.52519 | 1.0873e-05 | 0.00039193 | 0.68615 | 0.0057367 | 0.2957 | 0.32433 | 0.5524 | 0.48083 | 0.99677 | 0.99188 | 0.062699 | 0.041281 | 0.55647 | 0.91996 | 0.97075 | 0.28009 | 0.23811 | 0.3856 | 0.42719 | 0.53749 | 0 | 0.59016 | 0.82226 | 0.80361 | 0.60986 | 0.54477 | 0.94095 | 0.60151 | 0.8942 | 0.92287 | 0.91046 | 0.56962 | 0.91783 | 0.42386 | 0.19668 | 0 | 0 | 0.12663 | 0.050753 | 0.17039 | 0.84565 | 0.073866 | 0.066089 | 0.090287 | 6.6989e-05 | 0 | 0 | 0.79576 | 0.59116 | 0.8492 | 0.84343 | 0.91118 | 0.016666 | 0.055482 | 0.13687 | 0.022729 | 0.99024 | 0.34474 | 0.11171 | 0.09728 | 0.88398 | 0.80014 | 0.68136 | 0.32327 | 0.94439 | 0.57318 | 0.97075 | 0.94549 | 0.94051 | 0.14268 | 0.19579 | 0.13052 | 0.060761 | 0.042363 | 0.037733 | 0.00551 | 7.6637e-05 | 2.1906e-05 | 0 | 0.39127 | 0.22372 | 0.97201 | 0.0092417 | 0.0092767 | 0 | 0.79812 | 3.9328e-05 | 0.00015279 | 0.00047554 | 0.10234 | 0.60508 | 0.0086736 | 0.76348 | 1.1974e-06 | 0 | 2.8927e-06 | 0.78348 | 0.088762 | 0.25372 | 0.74497 | 0.77185 | 0.77883 | 0.18511 | 0.29587 | 0.32728 | 0.00019126 | 0.034743 | 0 | 0.032725 | 0.18566 | 0.91317 | 0 | 0.70006 | 0.94946 | 0.91294 | 0 | 0 | 0 | 0.055311 | 0.67584 | 0.97916 | 0.58151 | 0.81701 | 0 | 0.028307 | 0.056525 | 0.0031326 | 0 | 0.0085395 | 0.88937 | 0.80267 | 0.0084424 | 0.98458 | 0.25573 | 0.25594 | 0.27841 | 0.002991 | 0.0022092 | 0 | 0.94211 | 3.687e-07 | 0 | 0.00017278 | 0.0024248 | 0.8959 | 0.67358 | 0.63745 | 0.26099 | 0.26554 | 0.55749 | 0.9932 | 0.98614 | 0.29863 | 0.32728 | 0.315 | 0.08459 | 0.17495 | 0.28271 | 0.22904 | 0.32167 | 0.40396 | 0.32728 | 0.32728 | 0.40396 | 0.41639 | 0.33859 | 0.15846 | 0.17066 | 0.17338 | 0.13876 | 0.38982 | 0.40348 | 0.47771 | 0.1576 | 0.55506 | 0.53644 | 0.62214 | 0.5814 | 0.61164 | 0.67309 | 0.45737 | 0.79735 | 0.78373 | 0.81357 | 0.86779 | 0.003354 | 0.0022795 | 2.6779e-06 | 2.6177e-05 | 4.2103e-05 | 0.0031326 | 0.71675 | 0.6677 | 2.2928e-05 | 0.12603 | 0.13221 | 0.12415 | 0.97082 | 0.60373 | 0.91926 | 0.97514 | 0.95156 | 0.068117 | 0.029598 | 0.99768 | 0.82357 | 0.98254 | 0.89849 | 0.88909 | 0.60707 | 0.61999 | 0.97317 | 0.99867 | 0.94489 | 0.0037015 | 0.044156 | 0.38277 | 0.11765 | 0.061262 | 0.94686 | 0.51753 | 0.49124 | 0.49435 | 0.67566 | 0.61118 | 0.52626 | 0.00075863 | 0.030906 | 0.44655 | 0.45495 | 0.32728 | 0.32728 | 0.15758 | 0.19449 | 0.28177 | 0.28271 | 0.22305 | 0.038241 | 0.315 | 0.45736 | 0.40615 | 0.23945 | 0.53766 | 0.3339 | 0.69208 | 0.46333 | 0.32653 | 0.44795 | 0.40969 | 0.62099 | 0.72689 | 0 | 0.00018539 | 0.00016465 | 0 | 0.0034205 | 0.42354 | 0.4659 | 0.4659 | 0.4659 | 4.4941e-06 | 0 | 0.22466 | 0.9371 | 0.93142 | 0.73936 | 0.92363 | 0.80342 | 0.56262 | 0.0012538 | 0.29747 | 0.066731 | 0.0018812 | 0.033065 | 0 | 0.068648 | 0.40095 | 0.47716 | 0.22856 | 0.13604 | 0.14932 | 0.00047554 | 0 | 0.24396 | 0.21506 | 0.14216 | 0.18429 | 0 | 0 | 0.0061244 | 0.10141 | 0.29651 | 0.29651 | 0 | 0 | 0 | 0 | 0 | 0 | 0 | 0 | 0.33914 | 0 | 0 | 0.55919 | 0 | 0 | 0 | 0 | 0 | 0 | 0 | 0 | 0 | 0 | 0 | 0 | 0 | 0 | 0 | 0 | 0 | 0 | 0 | 0 | 0 | 0 | 0 | 0 | 0 | 0 | 0 | 0 | 0 | 0 | 0 | 0 | 0.41225 | 0.32999 | 0.12134 | 0 | 0 | 0 | 0 | 0 | 0 | 0 | 0 | 0.0058697 | 0.04945 | 0 | 0 | 0 | 0 | 0 | 0 | 0 | 0 | 0 | 0 | 0 | 0.37512 | 0 | 0 | 0 | 0 | 0 | 0 | 0 | 0 | 0 | 0 | 0 | 0 | 0 | 0 | 0 | 0 | 0 | 0 | 0 | 0 | 0 | 0 | 0 | 0 | 0 | 0 | 0 | 0 | 0 | 0 | 0 | 0 | 0 | 0 | 0 | 0 | 0 | 0 | 0 | 0 | 0 | 0 | 0 | 0 | 0 | 0 | 0 | 0 | 0 | 0 | 0 | 0 | 0 | 0 | 0 | 0 | 0 | 0 | 0 | 0 | 0 | 0 | 0 | 0 | 0 | 0 | 0 | 0 | 0 | 0 | 0.0088529 | 0.074042 | 0 | 0 | 0 | 0 | 0 | 0 | 0 | 0 | 0 | 0 | 0 | 0 | 0 | 0 | 0 | 0 | 0 | 0 | 0 | 0 | 0 | 0 | 0 | 0 | 0 | 0 | 0 | 0 | 0 | 0 | 0 | 0 | 0.38119 | 0 | 0 | 0.3322 | 0.15152 | 0.017117 | 0 | 0 | 0 | 0 | 0 | 0 | 0 | 0 | 0 | 0 | 0 | 0 | 0 | 0 | 0 | 0 | 0 | 0.51083 | 0 | 0.51489 | 0 | 0 | 0 | 0 | 0 | 0 | 0 | 0 | 0 | 0 | 0.00078362 | 0 | 0 | 0 | 0 | 0 | 0 | 0 | 0.088347 | 0.035233 | 0 | 0 | 0 | 0 | 0 | 0 | 0 | 0 | 0 | 0 | 0 | 0 | 0 | 0 | 0 | 0.00043795 | 0 | 0.31881 | 0.43444 | 0.33109 | 0.31115 | 0.013609 | 0 | 0.030322 | 0.22533 | 0.10235 | 0.18176 | 0.068221 | 0.34238 | 0.223 | 0.12599 | 0.38164 | 0 | 0 | 0.13944 | 0 | 0 | 0 | 0 | 0 | 0.052522 | 0.079782 | 0 | 0 | 0 | 0.25919 | 0.20063 | 0.27389 | 0.43613 | 0 | 0 | 0 | 0 | 0 | 0 | 0 | 0 | 0 | 0 | 0 | 0 | 0 | 0 | 0 | 0 | 0.24426 | 0 | 0 | 0 | 0.089565 | 0 | 0 | 0 | 0 | 0 | 0 | 0 | 0 | 0 | 0.16116 | 0 | 0.32937 | 0.37074 | 0.41528 | 0.39773 | 0 | 0 | 0 | 0 | 0 | 0 | 0 | 0.16036 | 0 | 0.33702 | 0 | 0 | 0 | 0 | 0 | 0.32702 | 0.35676 | 0 | 0 | 0 | 0 | 0 | 0 | 0.0054104 | 0 | 0 | 0 | 0.56196 | 0.56397 | 0.56718 | 0 | 0 | 0.047694 | 0 | 0 | 0 | 0 | 0 | 0 | 0 | 0 | 0 | 0 | 0 | 0 | 0 | 0 | 0 | 0 | 0 | 0 | 0 | 0 | 0 | 0 | 0 | 0 | 0 | 0 | 0 | 0 | 0 | 0 | 0 | 0 | 0 | 0 | 0 | 0 | 0 | 0 | 0 | 0 | 0 | 0 | 0 | 0.54123 | 0.57795 | 0.51765 | 0.52797 | 0.53894 | 0 | 0 | 0 | 0.34277 | 0 | 0 | 0 | 0 | 0 | 0 | 0 | 0 | 0.38621 | 0.37102 | 0 | 0 | 0 | 0 | 0 | 0 | 0 | 0 | 0 | 0 | 0 | 0 | 0 | 0 | 0 | 0.0006286 | 0 | 0 | 0 | 0 | 0 | 0 | 0 | 0 | 0 | 0 | 0 | 0 | 0 | 0 | 0 | 0 | 0 | 0 | 0 | 0 | 0 | 0 | 0 | 0 | 0 | 0 | 0 | 0 | 0 | 0 | 0 | 0 | 0.38884 | 0.35159 | 0 | 0.56296 | 0 | 0 | 0 | 0 | 0 | 0.58373 | 0.28205 | 0 | 0 | 0.012724 | 0 | 0 | 0 | 0 | 0 | 0 | 0.14749 | 0.55874 | 0.56679 | 0 | 0.29562 | 0.0011204 | 0.033168 | 0.20538 | 0.29753 | 0.28382 | 0 | 0 | 0 | 0.23553 | 0 | 0 | 0.24448 | 0.13314 | 0 | 0 | 0 | 0
9 | 1 | 1 | 1 | 0.97836 | 1 | 0.72276 | 0.76499 | 0.59798 | 0.80972 | 0.84045 | 0.8688 | 0.8388 | 0.94481 | 0.045331 | 0.91113 | 0.91947 | 5.8447e-07 | 0.78263 | 0.83066 | 0.87942 | 0.6244 | 0.76998 | 0.87182 | 0.39519 | 0.64233 | 0.59257 | 0.62956 | 0.54704 | 0.93194 | 0.95184 | 0.97488 | 0.9399 | 0.94341 | 0.89103 | 0.90733 | 0.90674 | 0.90409 | 0.89382 | 0.8168 | 0.29904 | 0 | 0.019951 | 0.031184 | 0.0029461 | 0.00056766 | 0.44455 | 0.59767 | 0.48715 | 5.3714e-05 | 0.022754 | 0.7725 | 0.44315 | 0.48138 | 0.064271 | 0.73065 | 0.61948 | 0.90605 | 0.55357 | 0.65537 | 0.55321 | 0.9577 | 0.93861 | 0.93691 | 0.66268 | 0.86606 | 0.91077 | 0.39383 | 0.36163 | 0.35205 | 0.5148 | 0.34985 | 0.22294 | 0.23666 | 0.1208 | 0.99408 | 0.95821 | 0.9632 | 0.30065 | 0.45819 | 0.34843 | 0.45266 | 0.57419 | 0.42874 | 0.41381 | 0.4595 | 0.30184 | 0.29611 | 0.062023 | 0.29484 | 0.2478 | 0.21466 | 0.27884 | 0.21991 | 0.27059 | 0.24733 | 0.28363 | 0.17313 | 0.24905 | 0.43697 | 0.45336 | 0.3768 | 0.43445 | 0.42545 | 0.38006 | 0.42428 | 0.37079 | 0.24733 | 0.24733 | 0.31147 | 0.2493 | 0.20103 | 0.20285 | 0.30108 | 0.10624 | 0.36561 | 0.22312 | 0.36722 | 0.29753 | 0.43473 | 0.24733 | 0.29993 | 0.43444 | 0.43533 | 0.38047 | 0.47917 | 0.42515 | 0.25837 | 0.25837 | 0.46866 | 0.31445 | 0.47817 | 0.35958 | 0.33324 | 0.98873 | 0.35015 | 0.92456 | 0.93649 | 0.94729 | 0.92273 | 0.66988 | 0.36168 | 0.39343 | 0.45186 | 0.3545 | 0 | 0 | 0.9527 | 0.36128 | 0.42003 | 0.46496 | 0.4109 | 0.45809 | 0.42949 | 0.35648 | 0.34841 | 0.30055 | 0.31498 | 0.31582 | 0.30186 | 0.51399 | 0.44649 | 0.51619 | 0.76666 | 0.0080567 | 0.0049484 | 0.075708 | 0.054762 | 0.053418 | 8.9584e-06 | 0.99656 | 0.9965 | 0.61799 | 0.29046 | 0.29475 | 0.017138 | 0.047858 | 0.025469 | 0.74801 | 0 | 0.066463 | 0.054762 | 0.016964 | 0 | 0 | 0.00022406 | 0.00079411 | 0.018078 | 0.089874 | 0.12672 | 0.10965 | 0.19008 | 0.12045 | 0.45925 | 0.44592 | 0.047219 | 0.032232 | 0.00073379 | 0.062824 | 0.5468 | 0.50921 | 2.6867e-05 | 0 | 0.58592 | 0.0069735 | 0.3027 | 0.33161 | 0.56792 | 0.48659 | 0.99521 | 0.9881 | 0.062881 | 0.047515 | 0.59257 | 0.8261 | 0.93616 | 0.28698 | 0.26239 | 0.33552 | 0.42486 | 0.41544 | 0 | 0.46501 | 0.8655 | 0.81636 | 0.59944 | 0.55086 | 0.87538 | 0.50968 | 0.82996 | 0.85586 | 0.83367 | 0.4768 | 0.84367 | 0.42415 | 0.23678 | 3.781e-06 | 1.9008e-06 | 0.17494 | 0.071241 | 0.24057 | 0.8039 | 0.060789 | 0.045854 | 0.099803 | 3.1234e-05 | 0 | 0 | 0.77697 | 0.63648 | 0.84596 | 0.89343 | 0.93242 | 0.0268 | 0.080061 | 0.13885 | 0.028035 | 0.98491 | 0.36867 | 0.11971 | 0.10223 | 0.81594 | 0.75593 | 0.63436 | 0.31851 | 0.93955 | 0.56 | 0.93747 | 0.90704 | 0.89951 | 0.16426 | 0.22297 | 0.11605 | 0.048187 | 0.055682 | 0.049934 | 0.0074989 | 0.00029227 | 0.00039345 | 0 | 0.40062 | 0.2464 | 0.93933 | 0.018888 | 0.018965 | 0 | 0.79392 | 0.00053868 | 0.00058943 | 0.00073379 | 0.11861 | 0.52616 | 0.017551 | 0.68679 | 1.4391e-06 | 0 | 4.6034e-05 | 0.69456 | 0.11496 | 0.27666 | 0.69604 | 0.70926 | 0.7024 | 0.24429 | 0.35289 | 0.37079 | 8.8327e-05 | 0.03828 | 0 | 0.026056 | 0.17847 | 0.8608 | 8.9585e-06 | 0.64115 | 0.91339 | 0.86406 | 0 | 0 | 8.9203e-06 | 0.050889 | 0.6801 | 0.96127 | 0.56545 | 0.78264 | 0 | 0.037437 | 0.065206 | 0.0068169 | 0 | 0.017236 | 0.80925 | 0.74672 | 0.017011 | 0.96379 | 0.27067 | 0.28367 | 0.299 | 0 | 0 | 0 | 0.9022 | 8.987e-07 | 0 | 0.00022203 | 0.0029266 | 0.85368 | 0.63708 | 0.60704 | 0.23676 | 0.23665 | 0.4416 | 0.97617 | 0.96303 | 0.31772 | 0.37079 | 0.33237 | 0.098848 | 0.18841 | 0.30186 | 0.25911 | 0.35711 | 0.42545 | 0.37079 | 0.37079 | 0.42545 | 0.42802 | 0.37441 | 0.16126 | 0.17712 | 0.19241 | 0.14329 | 0.40613 | 0.4157 | 0.46482 | 0.16014 | 0.50264 | 0.4925 | 0.55158 | 0.51022 | 0.53888 | 0.5879 | 0.45111 | 0.75125 | 0.72597 | 0.76116 | 0.80667 | 0.00042382 | 0.0002835 | 5.8112e-08 | 0 | 0 | 0.0068169 | 0.69077 | 0.64909 | 0 | 0.11101 | 0.11921 | 0.10864 | 0.95655 | 0.51182 | 0.84453 | 0.94958 | 0.92333 | 0.03778 | 0.027374 | 0.9863 | 0.77521 | 0.97463 | 0.84677 | 0.8544 | 0.58807 | 0.58599 | 0.92759 | 0.99068 | 0.90688 | 0.0058921 | 0.0481 | 0.41177 | 0.10611 | 0.060529 | 0.89555 | 0.51156 | 0.35368 | 0.43656 | 0.57298 | 0.4971 | 0.38795 | 0.0011994 | 0.03902 | 0.46875 | 0.4207 | 0.37079 | 0.37079 | 0.16012 | 0.20332 | 0.30075 | 0.30186 | 0.24573 | 0.044142 | 0.34649 | 0.47917 | 0.42016 | 0.24048 | 0.51491 | 0.37568 | 0.70363 | 0.45745 | 0.36206 | 0.46846 | 0.42003 | 0.57508 | 0.66782 | 0 | 8.6074e-05 | 7.6448e-05 | 8.8951e-06 | 0.00056107 | 0.42949 | 0.45925 | 0.45925 | 0.45925 | 2.4316e-05 | 0 | 0.24733 | 0.90172 | 0.92513 | 0.7128 | 0.89494 | 0.68755 | 0.5484 | 0.0048307 | 0.38211 | 0.086407 | 0.0014981 | 0.0042057 | 0 | 0.094973 | 0.39057 | 0.46424 | 0.24658 | 0.15195 | 0.16242 | 0.00073379 | 0 | 0.30877 | 0.26832 | 0.16259 | 0.18721 | 0 | 0 | 0.012732 | 0.13901 | 0.31582 | 0.31582 | 0.022246 | 0.013251 | 0.029535 | 0.028213 | 0.017693 | 0.64834 | 0.57891 | 0.025831 | 0.41559 | 0.03128 | 0.020338 | 0.68926 | 0.66891 | 0.67549 | 0.66755 | 0.68158 | 0.67578 | 0.081514 | 0.028442 | 0.037786 | 0.6292 | 0.62911 | 0.50869 | 0.023465 | 0.041842 | 0.49107 | 0.2342 | 0.051773 | 0.023285 | 0.029563 | 0.019889 | 0.020772 | 0.03876 | 0.033486 | 0.030332 | 0.29869 | 0.067049 | 0.065738 | 0.30358 | 0.32646 | 0.11048 | 0.61179 | 0.47279 | 0.38717 | 0.52398 | 0.30724 | 0.064064 | 0.4148 | 0.051685 | 0.2463 | 0.30774 | 0.036976 | 0.24738 | 0.016695 | 0.030455 | 0.021639 | 0.028661 | 0.027602 | 0.63279 | 0.68068 | 0.64752 | 0.018175 | 0.026179 | 0.024551 | 0.018283 | 0.017063 | 0.01819 | 0.022228 | 0.42713 | 0.59075 | 0.54086 | 0.5861 | 0.02411 | 0.023878 | 0.025049 | 0.019276 | 0.028485 | 0.024459 | 0.02432 | 0.03284 | 0.035583 | 0.025927 | 0.14367 | 0.051056 | 0.049461 | 0.055942 | 0.023304 | 0.053616 | 0.02229 | 0.02436 | 0.024016 | 0.036109 | 0.025398 | 0.022149 | 0.020755 | 0.024568 | 0.023906 | 0.023998 | 0.024757 | 0.024039 | 0.024823 | 0.02436 | 0.02436 | 0.025561 | 0.024195 | 0.031276 | 0.026378 | 0.032082 | 0.18185 | 0.0298 | 0.022567 | 0.026541 | 0.054242 | 0.40766 | 0.02436 | 0.045311 | 0.022544 | 0.024286 | 0.024914 | 0.023447 | 0.024026 | 0.024079 | 0.024079 | 0.023839 | 0.029826 | 0.023529 | 0.025326 | 0.02745 | 0.669 | 0.031128 | 0.029603 | 0.029615 | 0.14396 | 0.02832 | 0.58824 | 0.026213 | 0.025309 | 0.023864 | 0.024679 | 0.10775 | 0.13708 | 0.33542 | 0.02596 | 0.024446 | 0.023884 | 0.023969 | 0.0201 | 0.024518 | 0.024838 | 0.018945 | 0.018009 | 0.025643 | 0.025748 | 0.035532 | 0.019372 | 0.024071 | 0.02405 | 0.014189 | 0.050563 | 0.06269 | 0.060412 | 0.062019 | 0.060017 | 0.35562 | 0.60309 | 0.64225 | 0.01365 | 0.15209 | 0.042703 | 0.099091 | 0.057049 | 0.046257 | 0.0153 | 0.46794 | 0.064304 | 0.06153 | 0.40445 | 0.19217 | 0.17725 | 0.32991 | 0.31058 | 0.23922 | 0.047999 | 0.047777 | 0.045471 | 0.040817 | 0.042818 | 0.020277 | 0.024926 | 0.046843 | 0.16213 | 0.055544 | 0.056408 | 0.019072 | 0.018435 | 0.36251 | 0.68751 | 0.016167 | 0.60505 | 0.035731 | 0.038038 | 0.3272 | 0.15205 | 0.63824 | 0.63384 | 0.13608 | 0.048459 | 0.6292 | 0.17618 | 0.055418 | 0.048021 | 0.036052 | 0.037453 | 0.024351 | 0.019365 | 0.39603 | 0.017077 | 0.038668 | 0.02564 | 0.23331 | 0.079146 | 0.023859 | 0.033877 | 0.017434 | 0.017119 | 0.022327 | 0.028136 | 0.021142 | 0.027693 | 0.029743 | 0.39008 | 0.35579 | 0.25142 | 0.39542 | 0.43661 | 0.050028 | 0.41654 | 0.55025 | 0.40812 | 0.38015 | 0.37173 | 0.2371 | 0.065761 | 0.073612 | 0.037831 | 0.094295 | 0.18674 | 0.39244 | 0.26684 | 0.28273 | 0.43871 | 0.63644 | 0.05368 | 0.13146 | 0.06617 | 0.048629 | 0.070196 | 0.027427 | 0.055329 | 0.066482 | 0.087328 | 0.026857 | 0.020793 | 0.021302 | 0.30899 | 0.19147 | 0.37176 | 0.5396 | 0.35285 | 0.35275 | 0.34917 | 0.34821 | 0.18185 | 0.056892 | 0.024735 | 0.024297 | 0.02676 | 0.18446 | 0.067304 | 0.16333 | 0.66003 | 0.23784 | 0.15297 | 0.05556 | 0.11924 | 0.017182 | 0.12664 | 0.01668 | 0.45203 | 0.40509 | 0.4495 | 0.034749 | 0.157 | 0.044289 | 0.012956 | 0.013989 | 0.015846 | 0.095322 | 0.20534 | 0.024823 | 0.39552 | 0.44086 | 0.52734 | 0.50139 | 0.039195 | 0.67771 | 0.35909 | 0.012412 | 0.66122 | 0.67028 | 0.31782 | 0.21544 | 0.40942 | 0.41805 | 0.016415 | 0.66466 | 0.6821 | 0.67293 | 0.33135 | 0.39036 | 0.4332 | 0.066302 | 0.32226 | 0.13708 | 0.0232 | 0.019731 | 0.1818 | 0.021336 | 0.041919 | 0.031678 | 0.03701 | 0.75528 | 0.75963 | 0.76446 | 0.020779 | 0.2036 | 0.099409 | 0.32469 | 0.30775 | 0.66994 | 0.30719 | 0.3019 | 0.02437 | 0.026542 | 0.017755 | 0.50487 | 0.17843 | 0.025715 | 0.024823 | 0.025485 | 0.33589 | 0.27472 | 0.035532 | 0.024079 | 0.024904 | 0.023998 | 0.024823 | 0.024823 | 0.023998 | 0.024392 | 0.026334 | 0.042495 | 0.034621 | 0.034988 | 0.036215 | 0.025003 | 0.024594 | 0.019936 | 0.043322 | 0.015298 | 0.018231 | 0.20669 | 0.16537 | 0.013107 | 0.012663 | 0.018581 | 0.018159 | 0.017311 | 0.013293 | 0.018089 | 0.73889 | 0.73273 | 0.65312 | 0.67643 | 0.72263 | 0.2215 | 0.014771 | 0.017236 | 0.42269 | 0.04448 | 0.044053 | 0.044465 | 0.65806 | 0.034144 | 0.021435 | 0.033262 | 0.024853 | 0.50848 | 0.44669 | 0.6273 | 0.68133 | 0.64963 | 0.67656 | 0.66911 | 0.65817 | 0.13204 | 0.082482 | 0.52718 | 0.019863 | 0.28981 | 0.10342 | 0.54901 | 0.054015 | 0.058797 | 0.024912 | 0.30123 | 0.017028 | 0.021011 | 0.016431 | 0.017759 | 0.017041 | 0.053801 | 0.33416 | 0.023837 | 0.022064 | 0.024823 | 0.024823 | 0.042902 | 0.033617 | 0.031661 | 0.035532 | 0.024251 | 0.081391 | 0.026719 | 0.023447 | 0.024422 | 0.046817 | 0.015157 | 0.46845 | 0.64399 | 0.021183 | 0.026203 | 0.023633 | 0.024446 | 0.46359 | 0.01302 | 0.31509 | 0.4861 | 0.42588 | 0.43381 | 0.74306 | 0.024518 | 0.020277 | 0.020277 | 0.020277 | 0.34121 | 0.70849 | 0.32747 | 0.02436 | 0.66374 | 0.07166 | 0.19864 | 0.045261 | 0.34457 | 0.020929 | 0.32618 | 0.16861 | 0.49521 | 0.68716 | 0.76008 | 0.098206 | 0.34877 | 0.049147 | 0.09767 | 0.12307 | 0.34987 | 0.34513 | 0.056571 | 0.30051 | 0.081855 | 0.39568 | 0.050917 | 0.039035 | 0.32849 | 0.31656 | 0.28877 | 0.31957 | 0.025748 | 0.025748
10 | 0.99983 | 1 | 1 | 0.9749 | 1 | 0.59747 | 0.66073 | 0.49921 | 0.68843 | 0.70213 | 0.8266 | 0.78809 | 0.91615 | 0.03194 | 0.82939 | 0.89137 | 0 | 0.73842 | 0.78319 | 0.84723 | 0.59269 | 0.73023 | 0.80121 | 0.41251 | 0.60546 | 0.62165 | 0.6547 | 0.57274 | 0.90059 | 0.90558 | 0.93665 | 0.9024 | 0.90816 | 0.83383 | 0.86253 | 0.87061 | 0.86836 | 0.79319 | 0.68833 | 0.32834 | 0 | 0.019063 | 0.029822 | 0.0027235 | 0.00049946 | 0.39627 | 0.61682 | 0.45593 | 4.281e-05 | 0.016016 | 0.77172 | 0.44246 | 0.4464 | 0.062302 | 0.6401 | 0.5349 | 0.84034 | 0.44223 | 0.65089 | 0.56234 | 0.92093 | 0.92069 | 0.9143 | 0.68475 | 0.82116 | 0.87438 | 0.30122 | 0.37103 | 0.36109 | 0.40403 | 0.25886 | 0.18234 | 0.2147 | 0.1048 | 0.97679 | 0.93028 | 0.94086 | 0.30561 | 0.43007 | 0.35017 | 0.43288 | 0.58417 | 0.39265 | 0.39033 | 0.46671 | 0.33691 | 0.33101 | 0.082437 | 0.32898 | 0.27945 | 0.2467 | 0.29587 | 0.24926 | 0.29592 | 0.28848 | 0.30999 | 0.19942 | 0.28711 | 0.40542 | 0.41611 | 0.34247 | 0.40321 | 0.3945 | 0.37825 | 0.39409 | 0.37492 | 0.28848 | 0.28848 | 0.31096 | 0.2841 | 0.22982 | 0.23738 | 0.3362 | 0.12697 | 0.39108 | 0.26232 | 0.36353 | 0.33119 | 0.46412 | 0.28848 | 0.33435 | 0.36563 | 0.39763 | 0.35851 | 0.44648 | 0.40199 | 0.26383 | 0.26383 | 0.43778 | 0.34409 | 0.44565 | 0.3689 | 0.35483 | 0.96578 | 0.36622 | 0.91034 | 0.9208 | 0.93109 | 0.90662 | 0.61646 | 0.37108 | 0.38317 | 0.42191 | 0.36362 | 0 | 0 | 0.91942 | 0.37066 | 0.39329 | 0.43472 | 0.37374 | 0.4213 | 0.39222 | 0.36568 | 0.26974 | 0.23227 | 0.32147 | 0.31406 | 0.33689 | 0.40938 | 0.39142 | 0.42847 | 0.64887 | 0.0098696 | 0.018588 | 0.071395 | 0.052126 | 0.049985 | 0 | 0.99006 | 0.98297 | 0.50028 | 0.30508 | 0.29299 | 0.015932 | 0.043851 | 0.028059 | 0.61934 | 0 | 0.063708 | 0.052126 | 0.017775 | 0 | 0 | 0.00047793 | 0.001558 | 0.030396 | 0.097167 | 0.14822 | 0.12745 | 0.26448 | 0.14995 | 0.41981 | 0.43224 | 0.050951 | 0.044691 | 0.0010224 | 0.059683 | 0.50282 | 0.46779 | 0 | 0 | 0.45535 | 0.0054861 | 0.3202 | 0.34867 | 0.58968 | 0.49949 | 0.99373 | 0.98434 | 0.083241 | 0.060809 | 0.62165 | 0.71779 | 0.86395 | 0.307 | 0.29112 | 0.30136 | 0.41622 | 0.32743 | 0 | 0.34166 | 0.8587 | 0.78695 | 0.59807 | 0.52759 | 0.76952 | 0.42247 | 0.70931 | 0.73511 | 0.70728 | 0.39285 | 0.72665 | 0.41645 | 0.31649 | 1.1162e-06 | 1.9686e-06 | 0.19784 | 0.079509 | 0.27038 | 0.7356 | 0.050348 | 0.03818 | 0.1073 | 1.9478e-07 | 0 | 0 | 0.74682 | 0.62101 | 0.80308 | 0.88522 | 0.92284 | 0.032495 | 0.087515 | 0.13639 | 0.026206 | 0.97764 | 0.4032 | 0.12007 | 0.10775 | 0.70733 | 0.68935 | 0.56334 | 0.34095 | 0.91559 | 0.57016 | 0.90638 | 0.86907 | 0.85285 | 0.17826 | 0.2433 | 0.10458 | 0.034082 | 0.078082 | 0.070675 | 0.010876 | 0.00061897 | 0.0010214 | 0 | 0.37237 | 0.28747 | 0.90858 | 0.01819 | 0.018264 | 0 | 0.78768 | 0.0013794 | 0.0012866 | 0.0010224 | 0.12716 | 0.41071 | 0.016892 | 0.57727 | 1.3183e-06 | 0 | 4.8422e-05 | 0.58956 | 0.12504 | 0.34192 | 0.62269 | 0.61544 | 0.59031 | 0.29924 | 0.39908 | 0.37492 | 0 | 0.04008 | 0 | 0.022274 | 0.2187 | 0.81777 | 0 | 0.55253 | 0.88009 | 0.82677 | 0 | 0 | 0 | 0.049187 | 0.67953 | 0.94456 | 0.54263 | 0.75226 | 0 | 0.041805 | 0.066728 | 0.0065866 | 0 | 0.016587 | 0.68619 | 0.62974 | 0.016368 | 0.9292 | 0.30539 | 0.33243 | 0.33765 | 0 | 0 | 0 | 0.85946 | 0 | 0 | 0.00018035 | 0.0027063 | 0.82005 | 0.58517 | 0.56127 | 0.23449 | 0.22961 | 0.3314 | 0.94791 | 0.93647 | 0.31537 | 0.37492 | 0.32544 | 0.12271 | 0.2134 | 0.33689 | 0.2646 | 0.36633 | 0.3945 | 0.37492 | 0.37492 | 0.3945 | 0.39305 | 0.3849 | 0.18517 | 0.2042 | 0.22741 | 0.16717 | 0.3885 | 0.39164 | 0.41865 | 0.18382 | 0.41835 | 0.41287 | 0.478 | 0.43896 | 0.42769 | 0.46578 | 0.43027 | 0.64326 | 0.60725 | 0.65083 | 0.68644 | 0.00012236 | 8.1848e-05 | 2.3043e-08 | 0 | 0 | 0.0065866 | 0.645 | 0.61355 | 0 | 0.13017 | 0.14304 | 0.12733 | 0.94216 | 0.42415 | 0.7279 | 0.92039 | 0.89508 | 0.032936 | 0.020447 | 0.96257 | 0.72608 | 0.96785 | 0.8072 | 0.82418 | 0.55902 | 0.53515 | 0.85185 | 0.9668 | 0.87094 | 0.0055816 | 0.045824 | 0.42257 | 0.11794 | 0.056954 | 0.84436 | 0.53031 | 0.2612 | 0.35952 | 0.44562 | 0.38015 | 0.28416 | 0.0015738 | 0.055586 | 0.43785 | 0.36369 | 0.37492 | 0.37492 | 0.18381 | 0.22282 | 0.33587 | 0.33689 | 0.28675 | 0.057369 | 0.3624 | 0.44648 | 0.38831 | 0.26968 | 0.47046 | 0.40244 | 0.70728 | 0.41814 | 0.37123 | 0.43746 | 0.39329 | 0.51956 | 0.58725 | 0 | 0 | 0 | 0 | 0.00020717 | 0.39222 | 0.41981 | 0.41981 | 0.41981 | 9.5896e-06 | 0 | 0.28848 | 0.87098 | 0.89984 | 0.67424 | 0.83653 | 0.57884 | 0.52983 | 0.0047385 | 0.42693 | 0.095072 | 0.0012807 | 0.0012142 | 0 | 0.10418 | 0.41862 | 0.48729 | 0.25905 | 0.16342 | 0.17099 | 0.0010224 | 0 | 0.36935 | 0.30267 | 0.22515 | 0.24181 | 0 | 0 | 0.012273 | 0.15401 | 0.31406 | 0.31406 | 0.093249 | 0.022272 | 0.21994 | 0.051415 | 0.031199 | 0.74439 | 0.74062 | 0.039413 | 0.47256 | 0.05887 | 0.030205 | 0.76971 | 0.7513 | 0.74788 | 0.73487 | 0.75572 | 0.74907 | 0.22032 | 0.038874 | 0.048519 | 0.71808 | 0.71499 | 0.61409 | 0.034811 | 0.078779 | 0.6665 | 0.29177 | 0.062404 | 0.031988 | 0.036249 | 0.029896 | 0.030825 | 0.052133 | 0.042442 | 0.042738 | 0.36335 | 0.31452 | 0.2584 | 0.37939 | 0.38735 | 0.44515 | 0.71268 | 0.62699 | 0.42713 | 0.59839 | 0.097674 | 0.072457 | 0.58393 | 0.074648 | 0.096591 | 0.18773 | 0.043764 | 0.17117 | 0.018957 | 0.034125 | 0.0292 | 0.032661 | 0.036304 | 0.71796 | 0.7529 | 0.71489 | 0.029402 | 0.035869 | 0.032323 | 0.027073 | 0.033578 | 0.05406 | 0.068771 | 0.41759 | 0.73462 | 0.61598 | 0.69927 | 0.031325 | 0.031057 | 0.031943 | 0.020967 | 0.032291 | 0.029333 | 0.03135 | 0.039923 | 0.063439 | 0.042059 | 0.18612 | 0.073584 | 0.069387 | 0.073362 | 0.032252 | 0.071424 | 0.033147 | 0.03964 | 0.035095 | 0.054827 | 0.040948 | 0.026092 | 0.024125 | 0.032126 | 0.030852 | 0.030895 | 0.031968 | 0.030952 | 0.03206 | 0.03964 | 0.039638 | 0.03157 | 0.034754 | 0.044575 | 0.040618 | 0.056127 | 0.22574 | 0.044524 | 0.035856 | 0.032158 | 0.076772 | 0.5123 | 0.03964 | 0.070435 | 0.02982 | 0.028821 | 0.02992 | 0.030639 | 0.031238 | 0.031293 | 0.031293 | 0.031044 | 0.046624 | 0.030724 | 0.034011 | 0.039599 | 0.74996 | 0.043171 | 0.063149 | 0.04411 | 0.46091 | 0.17784 | 0.72485 | 0.035942 | 0.033773 | 0.031081 | 0.0326 | 0.083376 | 0.15454 | 0.40359 | 0.035391 | 0.031698 | 0.031091 | 0.031429 | 0.0231 | 0.029132 | 0.032946 | 0.051159 | 0.034908 | 0.033179 | 0.031579 | 0.063495 | 0.026584 | 0.029007 | 0.07538 | 0.024925 | 0.069661 | 0.086646 | 0.082458 | 0.090839 | 0.089094 | 0.41284 | 0.73663 | 0.73447 | 0.023751 | 0.23814 | 0.080394 | 0.31709 | 0.13359 | 0.072555 | 0.023709 | 0.50451 | 0.090171 | 0.090739 | 0.46126 | 0.22234 | 0.21258 | 0.40405 | 0.37536 | 0.29157 | 0.070329 | 0.07073 | 0.065658 | 0.059369 | 0.062626 | 0.02345 | 0.02812 | 0.068503 | 0.20322 | 0.07593 | 0.080655 | 0.023627 | 0.021991 | 0.38461 | 0.77107 | 0.033859 | 0.6548 | 0.050921 | 0.054504 | 0.41647 | 0.20372 | 0.7001 | 0.69604 | 0.17966 | 0.073039 | 0.71808 | 0.075406 | 0.044869 | 0.070034 | 0.054709 | 0.29814 | 0.028038 | 0.049059 | 0.45553 | 0.030257 | 0.039275 | 0.029531 | 0.17229 | 0.071689 | 0.038106 | 0.29197 | 0.028106 | 0.028995 | 0.039425 | 0.10978 | 0.036657 | 0.033608 | 0.042389 | 0.4403 | 0.40319 | 0.29606 | 0.44212 | 0.499 | 0.060949 | 0.5054 | 0.62723 | 0.47361 | 0.42861 | 0.40536 | 0.29863 | 0.069866 | 0.050433 | 0.035526 | 0.070525 | 0.075952 | 0.41357 | 0.28864 | 0.33797 | 0.46805 | 0.70111 | 0.067272 | 0.1571 | 0.089751 | 0.054104 | 0.082629 | 0.031953 | 0.070223 | 0.067375 | 0.082383 | 0.036508 | 0.030575 | 0.030661 | 0.31019 | 0.15773 | 0.44843 | 0.6108 | 0.40344 | 0.40521 | 0.42392 | 0.42868 | 0.22341 | 0.079504 | 0.029562 | 0.039506 | 0.036591 | 0.33126 | 0.32077 | 0.20032 | 0.73346 | 0.28515 | 0.18751 | 0.07597 | 0.13206 | 0.025746 | 0.33549 | 0.03718 | 0.50463 | 0.44288 | 0.49694 | 0.13454 | 0.18985 | 0.060929 | 0.019187 | 0.023926 | 0.027999 | 0.12419 | 0.09566 | 0.03206 | 0.45122 | 0.50107 | 0.59215 | 0.54929 | 0.059558 | 0.74887 | 0.39742 | 0.019171 | 0.72852 | 0.73835 | 0.36575 | 0.25916 | 0.45909 | 0.48571 | 0.018764 | 0.73566 | 0.75414 | 0.74355 | 0.39123 | 0.42516 | 0.48088 | 0.091711 | 0.3697 | 0.33808 | 0.032183 | 0.027009 | 0.35008 | 0.028743 | 0.063948 | 0.050949 | 0.060626 | 0.83882 | 0.83453 | 0.83763 | 0.030378 | 0.12739 | 0.12721 | 0.39041 | 0.38284 | 0.7403 | 0.31856 | 0.27108 | 0.062481 | 0.070474 | 0.02937 | 0.70985 | 0.39292 | 0.031515 | 0.03206 | 0.031056 | 0.37793 | 0.29905 | 0.063495 | 0.031294 | 0.033092 | 0.030895 | 0.03206 | 0.03206 | 0.030895 | 0.029562 | 0.036272 | 0.063082 | 0.052904 | 0.050714 | 0.05229 | 0.032949 | 0.032053 | 0.023561 | 0.064151 | 0.021525 | 0.024115 | 0.43142 | 0.38617 | 0.020462 | 0.021104 | 0.020079 | 0.025019 | 0.022738 | 0.020603 | 0.027931 | 0.81957 | 0.81484 | 0.72985 | 0.73079 | 0.8055 | 0.2644 | 0.019246 | 0.020442 | 0.4739 | 0.066058 | 0.064751 | 0.06587 | 0.72557 | 0.31761 | 0.037328 | 0.045463 | 0.035665 | 0.59259 | 0.50071 | 0.74229 | 0.75595 | 0.71551 | 0.74975 | 0.73801 | 0.75343 | 0.14033 | 0.068648 | 0.69424 | 0.029882 | 0.37609 | 0.15926 | 0.69032 | 0.074838 | 0.086514 | 0.032684 | 0.1846 | 0.032937 | 0.029175 | 0.036165 | 0.036706 | 0.031264 | 0.073863 | 0.39546 | 0.031043 | 0.030029 | 0.03206 | 0.03206 | 0.06345 | 0.046083 | 0.054812 | 0.063495 | 0.039409 | 0.11538 | 0.03744 | 0.030639 | 0.029857 | 0.067628 | 0.01944 | 0.58968 | 0.72469 | 0.024664 | 0.035919 | 0.030881 | 0.031698 | 0.63635 | 0.019213 | 0.36199 | 0.51771 | 0.47147 | 0.4822 | 0.82553 | 0.029132 | 0.02345 | 0.02345 | 0.02345 | 0.39692 | 0.86648 | 0.36293 | 0.03964 | 0.73334 | 0.06757 | 0.22269 | 0.054101 | 0.20084 | 0.023862 | 0.3741 | 0.20673 | 0.56982 | 0.74471 | 0.84503 | 0.13512 | 0.36856 | 0.059495 | 0.073955 | 0.08978 | 0.38693 | 0.37282 | 0.078495 | 0.34632 | 0.1073 | 0.4229 | 0.070901 | 0.057744 | 0.39632 | 0.37443 | 0.33965 | 0.36728 | 0.031579 | 0.031579
11 | 0.99892 | 1 | 1 | 0.97613 | 1 | 0.45879 | 0.50208 | 0.39854 | 0.55278 | 0.52841 | 0.78269 | 0.7289 | 0.8787 | 0.026018 | 0.74371 | 0.86743 | 0 | 0.69426 | 0.7502 | 0.81992 | 0.5513 | 0.69519 | 0.73099 | 0.3801 | 0.52352 | 0.61063 | 0.64358 | 0.57172 | 0.86135 | 0.85859 | 0.88142 | 0.85592 | 0.8718 | 0.79135 | 0.82569 | 0.84036 | 0.8433 | 0.70344 | 0.56605 | 0.32162 | 0 | 0.0052865 | 0.019365 | 0.0022784 | 0.00041878 | 0.35471 | 0.60331 | 0.41651 | 4.6985e-05 | 0.013021 | 0.74739 | 0.46157 | 0.40689 | 0.063863 | 0.57852 | 0.43499 | 0.79079 | 0.33909 | 0.59237 | 0.53736 | 0.87207 | 0.87573 | 0.89053 | 0.67341 | 0.7918 | 0.84086 | 0.21209 | 0.35599 | 0.34618 | 0.28035 | 0.19169 | 0.16832 | 0.21393 | 0.091972 | 0.94876 | 0.88677 | 0.91114 | 0.28776 | 0.35266 | 0.32475 | 0.37299 | 0.56069 | 0.31266 | 0.32158 | 0.4584 | 0.35735 | 0.35099 | 0.097166 | 0.3445 | 0.29145 | 0.25829 | 0.29599 | 0.25866 | 0.30117 | 0.31526 | 0.31684 | 0.21371 | 0.31012 | 0.33356 | 0.335 | 0.27936 | 0.32179 | 0.31385 | 0.34397 | 0.31463 | 0.35012 | 0.31526 | 0.31526 | 0.28673 | 0.30369 | 0.25108 | 0.25817 | 0.35674 | 0.1402 | 0.38948 | 0.2869 | 0.3368 | 0.34632 | 0.46518 | 0.31526 | 0.35244 | 0.26835 | 0.31685 | 0.30175 | 0.36124 | 0.33455 | 0.25018 | 0.25018 | 0.35596 | 0.35707 | 0.36074 | 0.35389 | 0.35666 | 0.92127 | 0.38199 | 0.88579 | 0.90458 | 0.89555 | 0.86137 | 0.55649 | 0.35604 | 0.3364 | 0.34217 | 0.34868 | 0 | 0 | 0.87649 | 0.35563 | 0.31994 | 0.35409 | 0.29929 | 0.3399 | 0.31238 | 0.35072 | 0.22563 | 0.18334 | 0.31291 | 0.28773 | 0.35734 | 0.29025 | 0.30115 | 0.33949 | 0.48609 | 0.030371 | 0.032888 | 0.071811 | 0.048962 | 0.047822 | 0 | 0.97329 | 0.96292 | 0.35649 | 0.31218 | 0.30184 | 0.0031648 | 0.041352 | 0.032793 | 0.45642 | 0 | 0.062379 | 0.048962 | 0.019839 | 0 | 0 | 0.025422 | 0.014638 | 0.048628 | 0.1086 | 0.15556 | 0.13876 | 0.34017 | 0.18649 | 0.33512 | 0.38498 | 0.058078 | 0.06031 | 0.027798 | 0.060814 | 0.43115 | 0.39604 | 0 | 0 | 0.3296 | 0.0049185 | 0.33422 | 0.35843 | 0.5962 | 0.51173 | 0.99146 | 0.97803 | 0.09798 | 0.074579 | 0.61063 | 0.64191 | 0.78792 | 0.31286 | 0.29304 | 0.28493 | 0.37889 | 0.27574 | 0 | 0.24617 | 0.81258 | 0.7358 | 0.58777 | 0.45953 | 0.64881 | 0.33818 | 0.54764 | 0.57349 | 0.55419 | 0.32429 | 0.57981 | 0.37911 | 0.38561 | 0.028135 | 0.040365 | 0.23971 | 0.11652 | 0.29631 | 0.64142 | 0.048544 | 0.036251 | 0.11359 | 2.3495e-07 | 0 | 0 | 0.68161 | 0.5756 | 0.74739 | 0.84326 | 0.88891 | 0.034649 | 0.095445 | 0.13506 | 0.0262 | 0.96927 | 0.44951 | 0.122 | 0.12426 | 0.62893 | 0.59178 | 0.46063 | 0.36635 | 0.87432 | 0.58284 | 0.86214 | 0.83668 | 0.81617 | 0.17179 | 0.25943 | 0.09686 | 0.027795 | 0.10268 | 0.095983 | 0.043237 | 0.034214 | 0.0017916 | 0 | 0.30612 | 0.31417 | 0.86365 | 0.0040279 | 0.0040274 | 0 | 0.76793 | 0.0029783 | 0.0094339 | 0.027798 | 0.12046 | 0.28536 | 0.003873 | 0.42441 | 1.5901e-06 | 0 | 0.012619 | 0.48461 | 0.14666 | 0.40629 | 0.48653 | 0.46384 | 0.42767 | 0.37844 | 0.43996 | 0.35012 | 0 | 0.044619 | 0 | 0.021586 | 0.2583 | 0.78783 | 0 | 0.41239 | 0.84786 | 0.7957 | 0 | 0 | 0 | 0.051645 | 0.62494 | 0.92825 | 0.50443 | 0.72291 | 0 | 0.040975 | 0.060146 | 0.0075076 | 0 | 0.0038387 | 0.5389 | 0.47557 | 0.0038128 | 0.89003 | 0.32123 | 0.35347 | 0.35754 | 0 | 0 | 0 | 0.82518 | 0 | 0 | 0.00015067 | 0.0022591 | 0.7933 | 0.48659 | 0.46836 | 0.24407 | 0.23601 | 0.2341 | 0.90492 | 0.89988 | 0.28815 | 0.35012 | 0.29132 | 0.14343 | 0.22888 | 0.35734 | 0.25094 | 0.35136 | 0.31385 | 0.35012 | 0.35012 | 0.31385 | 0.31292 | 0.36862 | 0.19746 | 0.21916 | 0.24862 | 0.18014 | 0.32981 | 0.32262 | 0.33055 | 0.19593 | 0.31362 | 0.30782 | 0.40832 | 0.36996 | 0.30347 | 0.32968 | 0.36875 | 0.48552 | 0.45171 | 0.49195 | 0.52537 | 0 | 0 | 0 | 0 | 0 | 0.0075076 | 0.54574 | 0.53414 | 0 | 0.15167 | 0.17117 | 0.14941 | 0.93071 | 0.33922 | 0.58216 | 0.87521 | 0.87964 | 0.030107 | 0.017967 | 0.92585 | 0.68347 | 0.95798 | 0.7786 | 0.79896 | 0.51356 | 0.4402 | 0.79117 | 0.92256 | 0.8408 | 0.0025998 | 0.04061 | 0.4047 | 0.1345 | 0.056892 | 0.78984 | 0.56196 | 0.19251 | 0.25926 | 0.32216 | 0.28571 | 0.20641 | 0.031791 | 0.077905 | 0.356 | 0.27927 | 0.35012 | 0.35012 | 0.19591 | 0.24048 | 0.35635 | 0.35734 | 0.31339 | 0.072353 | 0.35637 | 0.36124 | 0.31202 | 0.28197 | 0.38946 | 0.39788 | 0.68754 | 0.33375 | 0.35581 | 0.35534 | 0.31994 | 0.45845 | 0.44251 | 0 | 0 | 0 | 0 | 0 | 0.31238 | 0.33512 | 0.33512 | 0.33512 | 1.1011e-05 | 0 | 0.31526 | 0.84507 | 0.8525 | 0.58303 | 0.75655 | 0.49842 | 0.47696 | 0.006606 | 0.46037 | 0.10302 | 0.0012411 | 0 | 0 | 0.11431 | 0.48545 | 0.5392 | 0.26706 | 0.15948 | 0.16187 | 0.027798 | 0 | 0.4329 | 0.32051 | 0.3084 | 0.29677 | 0 | 0 | 0.005813 | 0.18318 | 0.28773 | 0.28773 | 0.13823 | 0.027736 | 0.27245 | 0.064199 | 0.034396 | 0.74907 | 0.74869 | 0.081744 | 0.47428 | 0.10167 | 0.034522 | 0.76716 | 0.75712 | 0.7574 | 0.74368 | 0.76549 | 0.75908 | 0.39273 | 0.035689 | 0.045946 | 0.7372 | 0.73362 | 0.71593 | 0.036002 | 0.098958 | 0.68879 | 0.30218 | 0.06335 | 0.032534 | 0.036437 | 0.029758 | 0.031612 | 0.054568 | 0.044273 | 0.040708 | 0.38613 | 0.34988 | 0.28702 | 0.39604 | 0.3881 | 0.47415 | 0.73694 | 0.64957 | 0.42366 | 0.6005 | 0.077281 | 0.06535 | 0.61011 | 0.084341 | 0.080777 | 0.081645 | 0.045137 | 0.074213 | 0.019237 | 0.03158 | 0.030933 | 0.032359 | 0.039906 | 0.73614 | 0.76131 | 0.72119 | 0.047516 | 0.032509 | 0.03036 | 0.039075 | 0.057781 | 0.082855 | 0.15685 | 0.38423 | 0.75812 | 0.6332 | 0.71363 | 0.02975 | 0.031643 | 0.029455 | 0.020796 | 0.030343 | 0.030907 | 0.031837 | 0.037407 | 0.069114 | 0.045773 | 0.078469 | 0.085106 | 0.081275 | 0.08023 | 0.031245 | 0.082826 | 0.033577 | 0.043955 | 0.03621 | 0.063113 | 0.045582 | 0.024903 | 0.023916 | 0.034303 | 0.032943 | 0.032972 | 0.030297 | 0.03283 | 0.030066 | 0.043955 | 0.043952 | 0.027722 | 0.035632 | 0.048474 | 0.044441 | 0.061299 | 0.088856 | 0.043945 | 0.038269 | 0.02688 | 0.08846 | 0.63087 | 0.043955 | 0.079195 | 0.035507 | 0.030262 | 0.02965 | 0.032796 | 0.030004 | 0.029736 | 0.029736 | 0.030899 | 0.046702 | 0.0324 | 0.031383 | 0.037397 | 0.7423 | 0.042662 | 0.26165 | 0.061673 | 0.5676 | 0.23781 | 0.74269 | 0.032554 | 0.033132 | 0.033168 | 0.030528 | 0.091089 | 0.15293 | 0.45913 | 0.03222 | 0.033686 | 0.030679 | 0.034486 | 0.023334 | 0.030641 | 0.030738 | 0.07561 | 0.054991 | 0.029783 | 0.027563 | 0.06905 | 0.034468 | 0.031322 | 0.23233 | 0.030157 | 0.074993 | 0.09281 | 0.090522 | 0.09847 | 0.097799 | 0.39894 | 0.75377 | 0.7294 | 0.034469 | 0.41854 | 0.17656 | 0.34955 | 0.14893 | 0.082047 | 0.029013 | 0.44903 | 0.093828 | 0.099138 | 0.46791 | 0.22891 | 0.23377 | 0.4256 | 0.39302 | 0.28372 | 0.082357 | 0.081354 | 0.074586 | 0.068975 | 0.074115 | 0.023701 | 0.026445 | 0.078302 | 0.10017 | 0.084703 | 0.090558 | 0.023092 | 0.023376 | 0.36397 | 0.76192 | 0.10086 | 0.61809 | 0.053299 | 0.058307 | 0.58051 | 0.43936 | 0.70719 | 0.70303 | 0.083412 | 0.078979 | 0.7372 | 0.072275 | 0.044296 | 0.079976 | 0.063158 | 0.36264 | 0.026086 | 0.07293 | 0.42226 | 0.049121 | 0.037028 | 0.030218 | 0.087487 | 0.071269 | 0.042883 | 0.39459 | 0.030121 | 0.030743 | 0.045714 | 0.36593 | 0.042557 | 0.02926 | 0.044285 | 0.42331 | 0.39268 | 0.29096 | 0.42966 | 0.48401 | 0.050762 | 0.52939 | 0.60446 | 0.48874 | 0.42148 | 0.38999 | 0.39602 | 0.058022 | 0.040061 | 0.032642 | 0.051423 | 0.063301 | 0.38806 | 0.27337 | 0.36463 | 0.42878 | 0.71046 | 0.068612 | 0.15758 | 0.091534 | 0.051063 | 0.058042 | 0.033138 | 0.070155 | 0.056661 | 0.072941 | 0.037228 | 0.030503 | 0.030656 | 0.2951 | 0.16024 | 0.46476 | 0.6142 | 0.38415 | 0.38994 | 0.43558 | 0.44689 | 0.24413 | 0.087612 | 0.0301 | 0.043754 | 0.037401 | 0.3551 | 0.35691 | 0.32942 | 0.74555 | 0.30783 | 0.20351 | 0.084707 | 0.13508 | 0.036815 | 0.36673 | 0.04876 | 0.48217 | 0.41955 | 0.46738 | 0.2532 | 0.18812 | 0.065347 | 0.0262 | 0.032824 | 0.038058 | 0.13062 | 0.098307 | 0.030066 | 0.45656 | 0.50528 | 0.57865 | 0.50869 | 0.072883 | 0.75812 | 0.37662 | 0.027411 | 0.73491 | 0.7473 | 0.40943 | 0.27455 | 0.435 | 0.49949 | 0.018766 | 0.74132 | 0.76339 | 0.75315 | 0.43032 | 0.41942 | 0.47818 | 0.092623 | 0.40426 | 0.36846 | 0.034273 | 0.029036 | 0.37793 | 0.030799 | 0.074758 | 0.06278 | 0.070959 | 0.84809 | 0.84129 | 0.84322 | 0.030324 | 0.1064 | 0.13963 | 0.40319 | 0.40226 | 0.75012 | 0.088652 | 0.088835 | 0.105 | 0.24111 | 0.047562 | 0.72432 | 0.52322 | 0.027645 | 0.030066 | 0.028221 | 0.27059 | 0.10226 | 0.06905 | 0.029737 | 0.030826 | 0.032972 | 0.030066 | 0.030066 | 0.032972 | 0.03121 | 0.032748 | 0.073527 | 0.060688 | 0.057979 | 0.0601 | 0.033481 | 0.033591 | 0.024701 | 0.074875 | 0.028944 | 0.0297 | 0.50953 | 0.47382 | 0.029739 | 0.030948 | 0.020172 | 0.027551 | 0.025725 | 0.025383 | 0.030096 | 0.82203 | 0.8199 | 0.65962 | 0.66215 | 0.80291 | 0.27361 | 0.022031 | 0.021079 | 0.46632 | 0.08111 | 0.07864 | 0.081297 | 0.73354 | 0.39294 | 0.043539 | 0.048214 | 0.039432 | 0.5989 | 0.49617 | 0.73329 | 0.76236 | 0.72552 | 0.75796 | 0.74732 | 0.76358 | 0.067444 | 0.065564 | 0.75526 | 0.029741 | 0.39404 | 0.16863 | 0.72198 | 0.084634 | 0.095694 | 0.034748 | 0.093418 | 0.056989 | 0.038435 | 0.11103 | 0.072387 | 0.053982 | 0.080346 | 0.3935 | 0.030905 | 0.036865 | 0.030066 | 0.030066 | 0.074003 | 0.046632 | 0.060001 | 0.06905 | 0.043609 | 0.090281 | 0.034537 | 0.032796 | 0.031205 | 0.078963 | 0.023406 | 0.68037 | 0.74052 | 0.025183 | 0.03256 | 0.032801 | 0.033686 | 0.67979 | 0.027213 | 0.39583 | 0.45672 | 0.43614 | 0.4542 | 0.81263 | 0.030641 | 0.023701 | 0.023701 | 0.023701 | 0.38799 | 0.87413 | 0.34755 | 0.043955 | 0.74319 | 0.055176 | 0.080021 | 0.046465 | 0.089458 | 0.023206 | 0.36528 | 0.21007 | 0.56631 | 0.66907 | 0.85401 | 0.35177 | 0.27651 | 0.057351 | 0.070362 | 0.090362 | 0.34951 | 0.25463 | 0.085207 | 0.37867 | 0.11551 | 0.4341 | 0.076384 | 0.068443 | 0.42096 | 0.40266 | 0.35252 | 0.36015 | 0.027563 | 0.027563
12 | 0.96845 | 1 | 1 | 0.98115 | 1 | 0.32399 | 0.31037 | 0.32816 | 0.34877 | 0.32522 | 0.58599 | 0.51696 | 0.65338 | 0.078721 | 0.49334 | 0.61429 | 0.062267 | 0.5198 | 0.58588 | 0.67396 | 0.41312 | 0.54261 | 0.49627 | 0.14117 | 0.21706 | 0.62377 | 0.65416 | 0.60986 | 0.61667 | 0.65416 | 0.757 | 0.6878 | 0.67821 | 0.51329 | 0.58166 | 0.57205 | 0.56267 | 0.45684 | 0.32384 | 0.1433 | 0 | 0.041787 | 0.066193 | 0.0038056 | 0.00072743 | 0.36558 | 0.60107 | 0.38545 | 0.00016524 | 0.078893 | 0.64683 | 0.48491 | 0.38466 | 0.10454 | 0.4118 | 0.29304 | 0.57872 | 0.19977 | 0.36111 | 0.2787 | 0.61404 | 0.5847 | 0.6283 | 0.67861 | 0.62981 | 0.67919 | 0.15946 | 0.20675 | 0.20021 | 0.18102 | 0.17508 | 0.20402 | 0.27601 | 0.089878 | 0.85132 | 0.74079 | 0.77719 | 0.15489 | 0.17178 | 0.17274 | 0.22147 | 0.31501 | 0.15796 | 0.15953 | 0.26585 | 0.26559 | 0.2546 | 0.063115 | 0.25427 | 0.22058 | 0.19921 | 0.1695 | 0.19516 | 0.17781 | 0.2075 | 0.19128 | 0.14253 | 0.20882 | 0.18493 | 0.18585 | 0.15164 | 0.15598 | 0.15242 | 0.18016 | 0.15313 | 0.18583 | 0.2075 | 0.2075 | 0.15398 | 0.19482 | 0.15469 | 0.1676 | 0.26455 | 0.094674 | 0.26419 | 0.18507 | 0.18873 | 0.25217 | 0.50674 | 0.2075 | 0.2595 | 0.15293 | 0.16445 | 0.15682 | 0.17366 | 0.16485 | 0.13624 | 0.13624 | 0.17188 | 0.25304 | 0.17349 | 0.20535 | 0.23464 | 0.82704 | 0.21177 | 0.67656 | 0.63485 | 0.74504 | 0.62963 | 0.38987 | 0.20679 | 0.17896 | 0.16534 | 0.20188 | 0 | 0 | 0.73143 | 0.20651 | 0.15564 | 0.17125 | 0.15101 | 0.19051 | 0.15923 | 0.20324 | 0.24859 | 0.17662 | 0.17831 | 0.15365 | 0.26538 | 0.18248 | 0.16276 | 0.32351 | 0.30242 | 0.052776 | 0.045784 | 0.12446 | 0.11804 | 0.10887 | 0.00016759 | 0.89976 | 0.87591 | 0.28442 | 0.37477 | 0.36621 | 0.03793 | 0.091195 | 0.061114 | 0.2534 | 1.5008e-05 | 0.12658 | 0.11804 | 0.057324 | 0 | 0 | 0.049014 | 0.031555 | 0.051472 | 0.11963 | 0.12468 | 0.10451 | 0.16976 | 0.12911 | 0.18584 | 0.22725 | 0.078185 | 0.054266 | 0.048089 | 0.10491 | 0.15723 | 0.14288 | 1.392e-06 | 0 | 0.27457 | 0.0094246 | 0.18325 | 0.18864 | 0.65226 | 0.57532 | 0.87975 | 0.85761 | 0.063423 | 0.067718 | 0.62377 | 0.411 | 0.6239 | 0.16875 | 0.14334 | 0.34376 | 0.12768 | 0.30964 | 0 | 0.20264 | 0.54784 | 0.47177 | 0.41238 | 0.22188 | 0.4028 | 0.31242 | 0.32475 | 0.34986 | 0.34193 | 0.33846 | 0.35826 | 0.12784 | 0.16927 | 0.056317 | 0.080725 | 0.28736 | 0.17246 | 0.31574 | 0.50757 | 0.096009 | 0.090844 | 0.12748 | 0.00024524 | 0 | 0 | 0.57404 | 0.32137 | 0.5088 | 0.65527 | 0.78512 | 0.05036 | 0.12849 | 0.15424 | 0.039967 | 0.88792 | 0.38194 | 0.14232 | 0.19099 | 0.47977 | 0.45079 | 0.21345 | 0.23645 | 0.79281 | 0.5054 | 0.59679 | 0.56743 | 0.54389 | 0.17552 | 0.27232 | 0.12389 | 0.082947 | 0.092917 | 0.089458 | 0.061322 | 0.056491 | 0.026201 | 2.8779e-05 | 0.15781 | 0.20663 | 0.59997 | 0.039166 | 0.039326 | 0 | 0.70045 | 0.02618 | 0.031879 | 0.048089 | 0.11997 | 0.18469 | 0.03619 | 0.33804 | 0.0010865 | 0 | 0.025332 | 0.33096 | 0.23007 | 0.22453 | 0.32862 | 0.33337 | 0.33867 | 0.29622 | 0.39744 | 0.18583 | 0.0019858 | 0.069111 | 0 | 0.061285 | 0.16005 | 0.61356 | 0.00016759 | 0.28883 | 0.67847 | 0.63725 | 0 | 0 | 0.00016687 | 0.086228 | 0.37622 | 0.82325 | 0.38435 | 0.58283 | 0 | 0.070884 | 0.10784 | 0.016488 | 0 | 0.035492 | 0.30432 | 0.2491 | 0.034993 | 0.6436 | 0.24841 | 0.29044 | 0.28039 | 0 | 1.1534e-05 | 0 | 0.55437 | 0 | 0 | 0.00025178 | 0.0037762 | 0.64582 | 0.32592 | 0.27011 | 0.31511 | 0.30779 | 0.17896 | 0.80639 | 0.76902 | 0.15374 | 0.18583 | 0.15446 | 0.10643 | 0.15792 | 0.26538 | 0.13675 | 0.20366 | 0.15242 | 0.18583 | 0.18583 | 0.15242 | 0.15675 | 0.21603 | 0.13213 | 0.14601 | 0.15931 | 0.11995 | 0.17052 | 0.15943 | 0.18566 | 0.13115 | 0.19956 | 0.18482 | 0.32904 | 0.33808 | 0.20932 | 0.25881 | 0.21872 | 0.24202 | 0.23602 | 0.28188 | 0.30174 | 0.0012398 | 0.00072872 | 0.00040244 | 0.0066295 | 0.0012691 | 0.016488 | 0.33253 | 0.28112 | 0.039096 | 0.12232 | 0.12845 | 0.12178 | 0.78996 | 0.31045 | 0.36067 | 0.65375 | 0.57304 | 0.08877 | 0.039114 | 0.87904 | 0.50767 | 0.90483 | 0.59355 | 0.65559 | 0.384 | 0.21683 | 0.55009 | 0.80043 | 0.57256 | 0.010338 | 0.10339 | 0.40816 | 0.14317 | 0.10687 | 0.56033 | 0.44135 | 0.17445 | 0.15298 | 0.28771 | 0.25538 | 0.18017 | 0.052865 | 0.069663 | 0.1719 | 0.15079 | 0.18583 | 0.18583 | 0.13114 | 0.14395 | 0.26404 | 0.26538 | 0.20601 | 0.064025 | 0.22166 | 0.17366 | 0.15626 | 0.19907 | 0.24536 | 0.43116 | 0.64624 | 0.18423 | 0.20646 | 0.1718 | 0.15564 | 0.34311 | 0.31044 | 0 | 0.00025269 | 0.00020875 | 0.0001664 | 0.00043675 | 0.15923 | 0.18584 | 0.18584 | 0.18584 | 0.00019572 | 0 | 0.2075 | 0.68266 | 0.76093 | 0.42972 | 0.63572 | 0.31333 | 0.20604 | 0.016468 | 0.40225 | 0.14184 | 0.031699 | 0 | 0 | 0.14628 | 0.39298 | 0.46561 | 0.28493 | 0.16453 | 0.16726 | 0.048089 | 0 | 0.31079 | 0.29564 | 0.19257 | 0.16625 | 0 | 0 | 0.027609 | 0.26012 | 0.15365 | 0.15365 | 0.14216 | 0.028586 | 0.27184 | 0.21712 | 0.03327 | 0.67909 | 0.67983 | 0.13317 | 0.42077 | 0.10484 | 0.035751 | 0.67402 | 0.68791 | 0.68508 | 0.67569 | 0.69804 | 0.69057 | 0.42459 | 0.025897 | 0.036562 | 0.67937 | 0.67782 | 0.67701 | 0.029976 | 0.10251 | 0.63655 | 0.356 | 0.052985 | 0.026028 | 0.029135 | 0.02686 | 0.028571 | 0.049802 | 0.039851 | 0.029318 | 0.31585 | 0.34735 | 0.28487 | 0.35943 | 0.35687 | 0.46629 | 0.68026 | 0.60428 | 0.31771 | 0.53746 | 0.054619 | 0.051118 | 0.57237 | 0.082748 | 0.075324 | 0.077778 | 0.038779 | 0.068791 | 0.01761 | 0.024588 | 0.025838 | 0.027159 | 0.034309 | 0.67891 | 0.68634 | 0.6564 | 0.070246 | 0.028436 | 0.025751 | 0.052532 | 0.1041 | 0.29369 | 0.29639 | 0.32801 | 0.66551 | 0.62377 | 0.65551 | 0.024982 | 0.028617 | 0.024575 | 0.018867 | 0.024566 | 0.029991 | 0.02884 | 0.029298 | 0.04847 | 0.032362 | 0.066042 | 0.073138 | 0.073438 | 0.079058 | 0.024398 | 0.080725 | 0.02503 | 0.030442 | 0.027274 | 0.050162 | 0.032153 | 0.023884 | 0.023861 | 0.034602 | 0.031114 | 0.031148 | 0.025711 | 0.030858 | 0.025243 | 0.030442 | 0.03044 | 0.022561 | 0.027239 | 0.039123 | 0.033454 | 0.042855 | 0.07401 | 0.035276 | 0.027061 | 0.022498 | 0.07812 | 0.67399 | 0.030442 | 0.063936 | 0.038707 | 0.029522 | 0.027481 | 0.030947 | 0.025494 | 0.024971 | 0.024971 | 0.027243 | 0.036211 | 0.030174 | 0.027029 | 0.031134 | 0.64737 | 0.032424 | 0.29758 | 0.070153 | 0.57694 | 0.3829 | 0.68228 | 0.028492 | 0.030747 | 0.031764 | 0.025961 | 0.07606 | 0.080597 | 0.53311 | 0.028075 | 0.032903 | 0.026813 | 0.034809 | 0.02343 | 0.029842 | 0.026223 | 0.090557 | 0.12826 | 0.023854 | 0.022511 | 0.048402 | 0.042355 | 0.031575 | 0.22443 | 0.030938 | 0.072728 | 0.088852 | 0.088663 | 0.095147 | 0.095378 | 0.38352 | 0.66395 | 0.63852 | 0.041128 | 0.51151 | 0.39933 | 0.33598 | 0.14613 | 0.080722 | 0.027868 | 0.12226 | 0.087222 | 0.096446 | 0.40161 | 0.17976 | 0.21142 | 0.39413 | 0.36644 | 0.21485 | 0.075933 | 0.073169 | 0.062553 | 0.05961 | 0.064743 | 0.024002 | 0.022614 | 0.076714 | 0.08571 | 0.083966 | 0.093138 | 0.021467 | 0.022081 | 0.12878 | 0.65679 | 0.10785 | 0.47897 | 0.041557 | 0.045886 | 0.65974 | 0.5964 | 0.63579 | 0.63355 | 0.069647 | 0.066383 | 0.67937 | 0.06161 | 0.039597 | 0.066482 | 0.048198 | 0.37457 | 0.021978 | 0.082352 | 0.33709 | 0.066912 | 0.030619 | 0.025092 | 0.068619 | 0.056057 | 0.043097 | 0.37901 | 0.028295 | 0.028347 | 0.087379 | 0.35424 | 0.0455 | 0.023212 | 0.033996 | 0.39382 | 0.37229 | 0.14598 | 0.37997 | 0.43725 | 0.048576 | 0.4661 | 0.48486 | 0.42525 | 0.29171 | 0.30277 | 0.29439 | 0.044418 | 0.030197 | 0.025479 | 0.041204 | 0.050764 | 0.13145 | 0.10294 | 0.12351 | 0.22984 | 0.64689 | 0.060045 | 0.098795 | 0.080992 | 0.052884 | 0.056066 | 0.03055 | 0.057391 | 0.04626 | 0.053158 | 0.030691 | 0.027008 | 0.026128 | 0.12678 | 0.14264 | 0.37747 | 0.54728 | 0.11916 | 0.13324 | 0.34808 | 0.40417 | 0.24126 | 0.086364 | 0.028553 | 0.030322 | 0.030769 | 0.35505 | 0.35496 | 0.20704 | 0.68243 | 0.30298 | 0.20049 | 0.08395 | 0.11138 | 0.04889 | 0.35608 | 0.05218 | 0.41783 | 0.33727 | 0.41916 | 0.32193 | 0.13181 | 0.053625 | 0.02765 | 0.036278 | 0.042672 | 0.11718 | 0.072874 | 0.025243 | 0.39063 | 0.44273 | 0.38083 | 0.3253 | 0.061477 | 0.68613 | 0.24568 | 0.031414 | 0.66567 | 0.67855 | 0.37708 | 0.22736 | 0.39263 | 0.43763 | 0.016437 | 0.66492 | 0.6969 | 0.68537 | 0.39538 | 0.31382 | 0.41213 | 0.083773 | 0.38019 | 0.35628 | 0.031406 | 0.027975 | 0.35682 | 0.02615 | 0.059889 | 0.048239 | 0.050827 | 0.77687 | 0.76823 | 0.76681 | 0.026399 | 0.087883 | 0.12049 | 0.31216 | 0.35869 | 0.68182 | 0.069301 | 0.071072 | 0.36291 | 0.3652 | 0.06601 | 0.64723 | 0.56572 | 0.022705 | 0.025243 | 0.024078 | 0.097827 | 0.088009 | 0.048402 | 0.024972 | 0.026333 | 0.031148 | 0.025243 | 0.025243 | 0.031148 | 0.03016 | 0.028651 | 0.060881 | 0.047665 | 0.047847 | 0.049922 | 0.031905 | 0.032534 | 0.025926 | 0.062268 | 0.03521 | 0.035548 | 0.49451 | 0.44973 | 0.036697 | 0.037369 | 0.018498 | 0.026404 | 0.024325 | 0.025134 | 0.02856 | 0.67212 | 0.69463 | 0.41385 | 0.44543 | 0.61604 | 0.2724 | 0.021054 | 0.01948 | 0.35224 | 0.071093 | 0.069415 | 0.071695 | 0.66124 | 0.37803 | 0.046884 | 0.071002 | 0.037072 | 0.52143 | 0.37341 | 0.64341 | 0.6922 | 0.66307 | 0.68468 | 0.67951 | 0.69656 | 0.056147 | 0.055403 | 0.66455 | 0.026874 | 0.35913 | 0.16454 | 0.6701 | 0.07704 | 0.09452 | 0.028285 | 0.071731 | 0.097652 | 0.046129 | 0.11716 | 0.084103 | 0.08072 | 0.078919 | 0.21077 | 0.027255 | 0.041388 | 0.025243 | 0.025243 | 0.061539 | 0.036555 | 0.042173 | 0.048402 | 0.030236 | 0.077935 | 0.029574 | 0.030947 | 0.0298 | 0.067516 | 0.025348 | 0.67767 | 0.68063 | 0.025249 | 0.028517 | 0.030944 | 0.032903 | 0.63381 | 0.029449 | 0.36921 | 0.13696 | 0.16547 | 0.41267 | 0.68017 | 0.029842 | 0.024002 | 0.024002 | 0.024002 | 0.37412 | 0.8067 | 0.096787 | 0.030442 | 0.67705 | 0.04342 | 0.060633 | 0.043306 | 0.079027 | 0.020966 | 0.35575 | 0.19083 | 0.49752 | 0.48938 | 0.78174 | 0.13736 | 0.1971 | 0.047553 | 0.054448 | 0.077093 | 0.21025 | 0.21001 | 0.083322 | 0.34687 | 0.10289 | 0.34431 | 0.06612 | 0.058684 | 0.36238 | 0.3564 | 0.35463 | 0.34479 | 0.022511 | 0.022511
13 | 0.96906 | 1 | 1 | 0.98612 | 1 | 0.43653 | 0.41347 | 0.41288 | 0.49733 | 0.47671 | 0.72137 | 0.6601 | 0.79022 | 0.10079 | 0.61227 | 0.76643 | 0.06952 | 0.64435 | 0.68852 | 0.70569 | 0.51355 | 0.62396 | 0.64389 | 0.21669 | 0.27064 | 0.58806 | 0.61916 | 0.56304 | 0.7765 | 0.75539 | 0.72139 | 0.78782 | 0.78844 | 0.69116 | 0.74395 | 0.74061 | 0.72639 | 0.53165 | 0.38009 | 0.2232 | 0 | 0.041544 | 0.059792 | 0.0031687 | 0.00062378 | 0.43448 | 0.59213 | 0.45912 | 0.00018938 | 0.094281 | 0.6662 | 0.53533 | 0.4572 | 0.098783 | 0.47832 | 0.30613 | 0.71005 | 0.21715 | 0.45138 | 0.4208 | 0.77564 | 0.70618 | 0.79122 | 0.64759 | 0.71434 | 0.73409 | 0.21184 | 0.18553 | 0.18182 | 0.22418 | 0.2264 | 0.23858 | 0.3016 | 0.095147 | 0.85532 | 0.82586 | 0.86274 | 0.16957 | 0.19579 | 0.20009 | 0.25129 | 0.45363 | 0.17429 | 0.18201 | 0.39911 | 0.27573 | 0.26866 | 0.068082 | 0.28265 | 0.24522 | 0.22718 | 0.23052 | 0.22637 | 0.22205 | 0.25145 | 0.22822 | 0.1793 | 0.25113 | 0.20442 | 0.19929 | 0.13622 | 0.17857 | 0.17461 | 0.20347 | 0.17535 | 0.20936 | 0.25145 | 0.25144 | 0.18996 | 0.23261 | 0.23981 | 0.21563 | 0.27543 | 0.11128 | 0.23468 | 0.23734 | 0.24093 | 0.28733 | 0.46744 | 0.25145 | 0.28092 | 0.19327 | 0.17865 | 0.17954 | 0.19826 | 0.18578 | 0.14558 | 0.14558 | 0.19575 | 0.25678 | 0.19802 | 0.18473 | 0.22844 | 0.77701 | 0.39334 | 0.72087 | 0.71562 | 0.74433 | 0.63671 | 0.52229 | 0.18555 | 0.16678 | 0.17646 | 0.18277 | 0 | 0 | 0.79139 | 0.18539 | 0.15106 | 0.19487 | 0.15166 | 0.20376 | 0.17421 | 0.18354 | 0.29234 | 0.21641 | 0.25852 | 0.18656 | 0.27578 | 0.21364 | 0.18586 | 0.38948 | 0.4129 | 0.045036 | 0.032345 | 0.11738 | 0.099285 | 0.092948 | 0.00042375 | 0.92103 | 0.87661 | 0.32191 | 0.36492 | 0.37588 | 0.040088 | 0.080294 | 0.055687 | 0.37862 | 0 | 0.11471 | 0.099285 | 0.069478 | 0 | 0 | 0.04877 | 0.025416 | 0.051485 | 0.14919 | 0.17456 | 0.14667 | 0.3162 | 0.22732 | 0.19683 | 0.27614 | 0.074462 | 0.048531 | 0.03542 | 0.096814 | 0.24907 | 0.24424 | 2.2178e-06 | 0 | 0.3181 | 0.049064 | 0.34163 | 0.35576 | 0.61833 | 0.56783 | 0.88889 | 0.87068 | 0.069463 | 0.071147 | 0.58806 | 0.46635 | 0.71032 | 0.30404 | 0.23107 | 0.38652 | 0.23382 | 0.36029 | 0 | 0.24905 | 0.65097 | 0.59794 | 0.42846 | 0.24323 | 0.53595 | 0.38119 | 0.46431 | 0.49313 | 0.49451 | 0.40763 | 0.50194 | 0.23337 | 0.31712 | 0.083105 | 0.11904 | 0.39861 | 0.23459 | 0.42981 | 0.49778 | 0.078363 | 0.07999 | 0.12114 | 0.00043157 | 1.4308e-07 | 0 | 0.54409 | 0.42776 | 0.62632 | 0.7225 | 0.80363 | 0.044765 | 0.088694 | 0.11069 | 0.067778 | 0.89356 | 0.5117 | 0.10234 | 0.22355 | 0.54371 | 0.44263 | 0.25434 | 0.31048 | 0.79076 | 0.50944 | 0.75961 | 0.73664 | 0.717 | 0.18901 | 0.31403 | 0.10092 | 0.1053 | 0.11906 | 0.11329 | 0.064266 | 0.055811 | 0.023991 | 4.7135e-05 | 0.17735 | 0.2509 | 0.76217 | 0.039167 | 0.039326 | 0 | 0.71545 | 0.022531 | 0.025883 | 0.03542 | 0.13272 | 0.21904 | 0.036134 | 0.39659 | 0.0104 | 1.1842e-05 | 0.054131 | 0.45526 | 0.27492 | 0.37612 | 0.3865 | 0.38872 | 0.38987 | 0.48909 | 0.51646 | 0.20936 | 0.0028055 | 0.082183 | 0 | 0.060174 | 0.262 | 0.65128 | 0.00042375 | 0.32308 | 0.73691 | 0.6726 | 0 | 0 | 0.00043092 | 0.083247 | 0.47953 | 0.87637 | 0.47468 | 0.64279 | 0 | 0.042727 | 0.068692 | 0.017639 | 0 | 0.035424 | 0.39587 | 0.36541 | 0.034916 | 0.80636 | 0.25532 | 0.25533 | 0.27131 | 0 | 5.9756e-05 | 2.8586e-05 | 0.72579 | 0 | 0 | 0.00020972 | 0.0031461 | 0.69701 | 0.3114 | 0.25656 | 0.32752 | 0.32511 | 0.22977 | 0.76426 | 0.76696 | 0.18635 | 0.20936 | 0.18476 | 0.13742 | 0.19958 | 0.27578 | 0.14587 | 0.18378 | 0.17461 | 0.20936 | 0.20936 | 0.17461 | 0.17436 | 0.18835 | 0.16775 | 0.18317 | 0.21144 | 0.15573 | 0.1584 | 0.15361 | 0.1982 | 0.16666 | 0.22334 | 0.20505 | 0.42863 | 0.41923 | 0.23126 | 0.28883 | 0.24565 | 0.38586 | 0.3621 | 0.39865 | 0.43703 | 0.00099443 | 0.00060141 | 0 | 0.0063204 | 0.00099754 | 0.017639 | 0.42465 | 0.39904 | 0.049009 | 0.18814 | 0.20692 | 0.18758 | 0.80524 | 0.37927 | 0.50421 | 0.79586 | 0.71675 | 0.087863 | 0.057159 | 0.81118 | 0.63247 | 0.89571 | 0.63312 | 0.70093 | 0.48954 | 0.22125 | 0.62894 | 0.81966 | 0.74105 | 0.0098188 | 0.088126 | 0.42957 | 0.19091 | 0.096179 | 0.71872 | 0.46601 | 0.22627 | 0.19826 | 0.33255 | 0.30005 | 0.23211 | 0.042311 | 0.08377 | 0.19577 | 0.17452 | 0.20936 | 0.20936 | 0.16665 | 0.24938 | 0.27553 | 0.27578 | 0.25051 | 0.063467 | 0.20846 | 0.19826 | 0.17557 | 0.2419 | 0.27878 | 0.41839 | 0.64793 | 0.19546 | 0.18533 | 0.19144 | 0.15106 | 0.45639 | 0.35267 | 0 | 0.0006142 | 0.00053513 | 0.00045237 | 8.7229e-05 | 0.17421 | 0.19683 | 0.19683 | 0.19683 | 0.00043602 | 0 | 0.25145 | 0.69038 | 0.74644 | 0.41158 | 0.62947 | 0.35501 | 0.32724 | 0.020234 | 0.5625 | 0.18632 | 0.03233 | 0 | 0 | 0.081154 | 0.49906 | 0.51717 | 0.32352 | 0.15908 | 0.16718 | 0.03542 | 0 | 0.48679 | 0.37715 | 0.35569 | 0.28866 | 0 | 0 | 0.028199 | 0.3338 | 0.18656 | 0.18656 | 0.042697 | 0.023846 | 0.060156 | 0.1854 | 0.029141 | 0.50522 | 0.50746 | 0.12227 | 0.42158 | 0.098593 | 0.023611 | 0.5231 | 0.51426 | 0.50988 | 0.50788 | 0.5277 | 0.51959 | 0.364 | 0.015879 | 0.024341 | 0.52585 | 0.52232 | 0.52814 | 0.01871 | 0.097802 | 0.45938 | 0.33087 | 0.038699 | 0.014164 | 0.017037 | 0.015931 | 0.017069 | 0.041344 | 0.034366 | 0.016419 | 0.07628 | 0.08736 | 0.082844 | 0.091674 | 0.25485 | 0.39635 | 0.52501 | 0.47465 | 0.075289 | 0.49264 | 0.029954 | 0.03272 | 0.45355 | 0.052924 | 0.051166 | 0.066124 | 0.025794 | 0.063582 | 0.0147 | 0.017059 | 0.017574 | 0.017873 | 0.019256 | 0.52422 | 0.5086 | 0.47546 | 0.056969 | 0.018676 | 0.018243 | 0.048485 | 0.063251 | 0.069973 | 0.14931 | 0.085309 | 0.47134 | 0.48368 | 0.48821 | 0.018141 | 0.02291 | 0.018332 | 0.015801 | 0.01831 | 0.025099 | 0.023417 | 0.020533 | 0.028984 | 0.018763 | 0.042368 | 0.047882 | 0.048928 | 0.054268 | 0.016346 | 0.055028 | 0.015479 | 0.016976 | 0.017325 | 0.032573 | 0.018291 | 0.019521 | 0.020002 | 0.027806 | 0.026358 | 0.026458 | 0.019294 | 0.026075 | 0.018677 | 0.016976 | 0.016977 | 0.01714 | 0.017644 | 0.02507 | 0.020342 | 0.025234 | 0.049211 | 0.022177 | 0.015401 | 0.016464 | 0.051569 | 0.53107 | 0.016976 | 0.040761 | 0.03442 | 0.024673 | 0.022457 | 0.025863 | 0.018796 | 0.018117 | 0.018117 | 0.021062 | 0.022655 | 0.024861 | 0.018449 | 0.020044 | 0.45088 | 0.020516 | 0.26554 | 0.039464 | 0.42382 | 0.19448 | 0.51131 | 0.018685 | 0.022644 | 0.0261 | 0.018277 | 0.050448 | 0.053707 | 0.4409 | 0.018618 | 0.02643 | 0.020505 | 0.028353 | 0.019847 | 0.024924 | 0.018319 | 0.070019 | 0.057147 | 0.01655 | 0.017264 | 0.028925 | 0.038009 | 0.026743 | 0.059485 | 0.025872 | 0.06559 | 0.070296 | 0.054958 | 0.067492 | 0.068918 | 0.3498 | 0.47335 | 0.45017 | 0.034989 | 0.4433 | 0.19656 | 0.086235 | 0.07223 | 0.063131 | 0.023693 | 0.063251 | 0.05715 | 0.069111 | 0.32593 | 0.086628 | 0.069222 | 0.25917 | 0.10011 | 0.082827 | 0.041414 | 0.040029 | 0.035352 | 0.029062 | 0.031135 | 0.020333 | 0.017728 | 0.056517 | 0.060244 | 0.0751 | 0.063127 | 0.017809 | 0.017941 | 0.093931 | 0.46741 | 0.048758 | 0.49884 | 0.024632 | 0.026483 | 0.52718 | 0.50624 | 0.46939 | 0.46584 | 0.042643 | 0.039524 | 0.52585 | 0.044864 | 0.028803 | 0.03625 | 0.023096 | 0.3026 | 0.016914 | 0.067278 | 0.072659 | 0.054519 | 0.019862 | 0.017598 | 0.046285 | 0.034829 | 0.063872 | 0.07637 | 0.026372 | 0.026775 | 0.097665 | 0.23249 | 0.10635 | 0.016184 | 0.018692 | 0.30586 | 0.1693 | 0.061865 | 0.27647 | 0.25509 | 0.044973 | 0.294 | 0.32805 | 0.20729 | 0.086543 | 0.082077 | 0.079014 | 0.03428 | 0.018725 | 0.017398 | 0.02653 | 0.034915 | 0.10455 | 0.074023 | 0.1007 | 0.23087 | 0.47935 | 0.040949 | 0.061803 | 0.049709 | 0.047306 | 0.051092 | 0.025937 | 0.033681 | 0.034303 | 0.035707 | 0.018823 | 0.015933 | 0.014918 | 0.067797 | 0.058317 | 0.11832 | 0.50159 | 0.086883 | 0.099071 | 0.28602 | 0.33484 | 0.096901 | 0.082312 | 0.023577 | 0.01692 | 0.01893 | 0.089833 | 0.087953 | 0.077025 | 0.51949 | 0.095133 | 0.084868 | 0.075165 | 0.062098 | 0.04475 | 0.088887 | 0.03613 | 0.27686 | 0.20004 | 0.3572 | 0.17642 | 0.062399 | 0.030803 | 0.023316 | 0.030278 | 0.035533 | 0.049517 | 0.055014 | 0.018677 | 0.20529 | 0.25872 | 0.27574 | 0.24662 | 0.028734 | 0.51233 | 0.2115 | 0.027603 | 0.4866 | 0.50941 | 0.091668 | 0.063145 | 0.34381 | 0.27205 | 0.013333 | 0.48829 | 0.52816 | 0.51635 | 0.094437 | 0.083227 | 0.20345 | 0.053319 | 0.090088 | 0.089051 | 0.028657 | 0.024886 | 0.088666 | 0.017719 | 0.038314 | 0.030049 | 0.03109 | 0.61952 | 0.60818 | 0.60352 | 0.015293 | 0.05884 | 0.055113 | 0.085034 | 0.088819 | 0.5125 | 0.058152 | 0.051849 | 0.097046 | 0.24283 | 0.05595 | 0.4527 | 0.44127 | 0.017467 | 0.018677 | 0.018902 | 0.070099 | 0.062608 | 0.028925 | 0.018117 | 0.018337 | 0.026458 | 0.018677 | 0.018677 | 0.026458 | 0.025298 | 0.018725 | 0.041051 | 0.030599 | 0.031216 | 0.032741 | 0.024533 | 0.025782 | 0.022206 | 0.042148 | 0.031355 | 0.031569 | 0.30516 | 0.25246 | 0.032416 | 0.032585 | 0.015651 | 0.023122 | 0.020149 | 0.020992 | 0.026274 | 0.47663 | 0.49129 | 0.094282 | 0.2875 | 0.39136 | 0.078822 | 0.017142 | 0.015268 | 0.28943 | 0.034683 | 0.033705 | 0.034819 | 0.48991 | 0.075823 | 0.1133 | 0.059235 | 0.021985 | 0.32791 | 0.41273 | 0.43756 | 0.51821 | 0.50072 | 0.50833 | 0.51135 | 0.52765 | 0.042243 | 0.040817 | 0.47191 | 0.01595 | 0.091308 | 0.068839 | 0.51901 | 0.04138 | 0.067214 | 0.017816 | 0.048974 | 0.063038 | 0.041787 | 0.059097 | 0.056255 | 0.060972 | 0.072519 | 0.090377 | 0.021078 | 0.035897 | 0.018677 | 0.018677 | 0.041593 | 0.022547 | 0.024826 | 0.028925 | 0.01688 | 0.048967 | 0.019242 | 0.025863 | 0.024902 | 0.045603 | 0.022207 | 0.528 | 0.52056 | 0.021314 | 0.018729 | 0.025558 | 0.02643 | 0.47336 | 0.025029 | 0.087123 | 0.068768 | 0.069108 | 0.35746 | 0.45277 | 0.024924 | 0.020333 | 0.020333 | 0.020333 | 0.2875 | 0.65519 | 0.059428 | 0.016976 | 0.50157 | 0.031518 | 0.049732 | 0.039589 | 0.059513 | 0.015992 | 0.091314 | 0.068572 | 0.36033 | 0.37255 | 0.62685 | 0.072984 | 0.081981 | 0.031572 | 0.035981 | 0.049471 | 0.0746 | 0.069792 | 0.079374 | 0.081093 | 0.050979 | 0.22905 | 0.03585 | 0.027905 | 0.078753 | 0.079925 | 0.089937 | 0.091691 | 0.017264 | 0.017264
14 | 0.93403 | 1 | 1 | 0.98714 | 1 | 0.43841 | 0.40875 | 0.40652 | 0.48989 | 0.47292 | 0.68599 | 0.62277 | 0.74989 | 0.068928 | 0.59851 | 0.72338 | 0.055039 | 0.6155 | 0.66306 | 0.68397 | 0.48836 | 0.60262 | 0.62423 | 0.16942 | 0.23951 | 0.52036 | 0.55782 | 0.51515 | 0.75903 | 0.74526 | 0.58071 | 0.74639 | 0.77387 | 0.70076 | 0.75712 | 0.71252 | 0.69529 | 0.5123 | 0.36274 | 0.16081 | 0 | 0.036858 | 0.042387 | 0.0038056 | 0.00072941 | 0.38931 | 0.52451 | 0.41695 | 0.00015784 | 0.069402 | 0.6201 | 0.54809 | 0.41363 | 0.069118 | 0.44918 | 0.27757 | 0.71208 | 0.17907 | 0.39662 | 0.38309 | 0.81431 | 0.73865 | 0.80742 | 0.58813 | 0.69075 | 0.73992 | 0.19354 | 0.11724 | 0.11563 | 0.19418 | 0.21633 | 0.22525 | 0.27746 | 0.098448 | 0.72815 | 0.74297 | 0.8141 | 0.11801 | 0.12453 | 0.14927 | 0.20804 | 0.42277 | 0.11345 | 0.11872 | 0.40043 | 0.20857 | 0.20874 | 0.075292 | 0.2327 | 0.20091 | 0.18929 | 0.22775 | 0.19344 | 0.2057 | 0.23324 | 0.1982 | 0.17659 | 0.23023 | 0.15909 | 0.15095 | 0.095364 | 0.11298 | 0.11078 | 0.14175 | 0.11158 | 0.14808 | 0.23324 | 0.23324 | 0.15821 | 0.20952 | 0.27802 | 0.21752 | 0.2092 | 0.11688 | 0.15499 | 0.23796 | 0.21292 | 0.24287 | 0.41367 | 0.23324 | 0.22399 | 0.15137 | 0.12056 | 0.12999 | 0.12391 | 0.11843 | 0.099883 | 0.099883 | 0.12277 | 0.18957 | 0.1238 | 0.11689 | 0.16079 | 0.65942 | 0.43303 | 0.65347 | 0.67923 | 0.6827 | 0.62578 | 0.50034 | 0.11725 | 0.10701 | 0.11215 | 0.11604 | 0 | 0 | 0.68589 | 0.11718 | 0.09844 | 0.12236 | 0.10489 | 0.15487 | 0.11406 | 0.11637 | 0.27013 | 0.20377 | 0.26527 | 0.15101 | 0.20886 | 0.18086 | 0.13366 | 0.36304 | 0.41331 | 0.034587 | 0.022854 | 0.076828 | 0.053708 | 0.05305 | 0.00028025 | 0.85444 | 0.76363 | 0.28786 | 0.32244 | 0.35378 | 0.034518 | 0.050281 | 0.041382 | 0.38992 | 0 | 0.068803 | 0.053708 | 0.022066 | 0 | 0 | 0.042379 | 0.014029 | 0.046855 | 0.11156 | 0.14219 | 0.13653 | 0.30966 | 0.19514 | 0.1472 | 0.2439 | 0.061792 | 0.045632 | 0.025893 | 0.065938 | 0.27213 | 0.26868 | 1.5736e-06 | 0 | 0.28108 | 0.014218 | 0.35464 | 0.34862 | 0.57975 | 0.54345 | 0.88758 | 0.87319 | 0.077212 | 0.072919 | 0.52036 | 0.42681 | 0.70226 | 0.27403 | 0.1686 | 0.33774 | 0.204 | 0.32941 | 0 | 0.22998 | 0.66794 | 0.65109 | 0.45492 | 0.23131 | 0.5243 | 0.36432 | 0.46332 | 0.48622 | 0.48747 | 0.36887 | 0.49368 | 0.20209 | 0.31817 | 0.07464 | 0.10696 | 0.36225 | 0.20893 | 0.42086 | 0.45868 | 0.032665 | 0.050248 | 0.078064 | 0.00014761 | 0 | 0 | 0.50764 | 0.49106 | 0.69144 | 0.70963 | 0.76325 | 0.016611 | 0.044518 | 0.095466 | 0.029125 | 0.89396 | 0.48985 | 0.079264 | 0.16922 | 0.51305 | 0.41707 | 0.24985 | 0.30461 | 0.73705 | 0.51882 | 0.74768 | 0.71321 | 0.70726 | 0.20817 | 0.32411 | 0.08277 | 0.072444 | 0.12229 | 0.1154 | 0.058742 | 0.049004 | 0.0083813 | 7.4668e-05 | 0.12345 | 0.23342 | 0.75106 | 0.036378 | 0.03652 | 0 | 0.68067 | 0.0031235 | 0.0090457 | 0.025893 | 0.15674 | 0.19003 | 0.033632 | 0.37962 | 0.00097076 | 0 | 0.0336 | 0.45648 | 0.22987 | 0.38032 | 0.35302 | 0.3622 | 0.36806 | 0.48634 | 0.51312 | 0.14808 | 1.1898e-05 | 0.054172 | 0 | 1.1056e-06 | 0.21599 | 0.63887 | 0.00028025 | 0.28503 | 0.73675 | 0.65014 | 0 | 0 | 0.00027906 | 0.019454 | 0.42346 | 0.85407 | 0.44493 | 0.61886 | 0 | 0.014779 | 0.020949 | 0.01787 | 0 | 0.032989 | 0.39919 | 0.38303 | 0.03253 | 0.84218 | 0.191 | 0.15378 | 0.18748 | 0 | 2.0235e-05 | 8.625e-06 | 0.70922 | 0 | 0 | 0.00025195 | 0.0037802 | 0.6752 | 0.30734 | 0.24493 | 0.30381 | 0.29635 | 0.21003 | 0.6672 | 0.65003 | 0.15039 | 0.14808 | 0.14563 | 0.14905 | 0.21288 | 0.20886 | 0.10001 | 0.11648 | 0.11078 | 0.14808 | 0.14808 | 0.11078 | 0.11286 | 0.11769 | 0.16752 | 0.17963 | 0.2217 | 0.16056 | 0.10214 | 0.099833 | 0.15049 | 0.16666 | 0.18846 | 0.16686 | 0.42041 | 0.39865 | 0.1986 | 0.25266 | 0.20121 | 0.40832 | 0.37661 | 0.40248 | 0.44175 | 0.00047864 | 0.0002873 | 0 | 0.00030108 | 0.00047992 | 0.01787 | 0.38916 | 0.37148 | 0 | 0.15057 | 0.16987 | 0.15021 | 0.80509 | 0.36396 | 0.49545 | 0.78081 | 0.68679 | 0.067957 | 0.035035 | 0.74477 | 0.60562 | 0.88099 | 0.63114 | 0.67805 | 0.45925 | 0.19661 | 0.59542 | 0.68502 | 0.71262 | 0.0098224 | 0.050502 | 0.36886 | 0.14518 | 0.061883 | 0.74682 | 0.4958 | 0.21628 | 0.16091 | 0.2956 | 0.27145 | 0.22025 | 0.03074 | 0.083884 | 0.12278 | 0.13072 | 0.14808 | 0.14808 | 0.16666 | 0.2886 | 0.20993 | 0.20886 | 0.23355 | 0.065424 | 0.14051 | 0.12391 | 0.11527 | 0.22232 | 0.23616 | 0.35393 | 0.59883 | 0.1452 | 0.11713 | 0.12024 | 0.09844 | 0.43976 | 0.31609 | 0 | 1.1594e-05 | 1.0298e-05 | 0.00027827 | 4.1985e-05 | 0.11406 | 0.1472 | 0.1472 | 0.1472 | 0.00029948 | 0 | 0.23324 | 0.69412 | 0.6779 | 0.41112 | 0.57366 | 0.31083 | 0.30182 | 0.019997 | 0.5635 | 0.16426 | 0.010154 | 0 | 0 | 0.046414 | 0.49357 | 0.53407 | 0.3475 | 0.14489 | 0.1758 | 0.025893 | 0 | 0.49668 | 0.36792 | 0.34402 | 0.25696 | 0 | 0 | 0.026951 | 0.2914 | 0.15101 | 0.15101 | 0.014608 | 0.010311 | 0.021124 | 0.016227 | 0.0099671 | 0.037472 | 0.040387 | 0.011821 | 0.063259 | 0.018852 | 0.0077363 | 0.17332 | 0.039854 | 0.03645 | 0.037271 | 0.044654 | 0.041026 | 0.033311 | 0.0060657 | 0.008219 | 0.26557 | 0.23477 | 0.26258 | 0.006859 | 0.020481 | 0.0047135 | 0.026536 | 0.012699 | 0.0040467 | 0.0051783 | 0.0053048 | 0.0053793 | 0.0141 | 0.011407 | 0.0067219 | 0.031346 | 0.047556 | 0.047052 | 0.045312 | 0.052739 | 0.051997 | 0.26067 | 0.044974 | 0.034422 | 0.10234 | 0.0089166 | 0.011351 | 0.043882 | 0.02862 | 0.015233 | 0.022194 | 0.0076702 | 0.020366 | 0.0074765 | 0.0073638 | 0.0045501 | 0.0047331 | 0.0039192 | 0.25144 | 0.03415 | 0.026962 | 0.031884 | 0.012747 | 0.010961 | 0.026 | 0.032702 | 0.02979 | 0.041144 | 0.027054 | 0.0097202 | 0.028487 | 0.031313 | 0.010436 | 0.015248 | 0.009846 | 0.0085039 | 0.0084763 | 0.014833 | 0.014633 | 0.0093712 | 0.0094313 | 0.0070529 | 0.012544 | 0.012565 | 0.013076 | 0.014859 | 0.0075516 | 0.014295 | 0.0067397 | 0.0059588 | 0.0080413 | 0.0079457 | 0.0061601 | 0.010552 | 0.010921 | 0.023287 | 0.017625 | 0.017411 | 0.010867 | 0.017061 | 0.010302 | 0.0059588 | 0.0059598 | 0.0082856 | 0.0085831 | 0.0072019 | 0.0063569 | 0.0083483 | 0.014677 | 0.012543 | 0.0057146 | 0.0082276 | 0.013097 | 0.27715 | 0.0059588 | 0.01134 | 0.020906 | 0.014319 | 0.012547 | 0.018694 | 0.011163 | 0.010442 | 0.010442 | 0.013579 | 0.011478 | 0.017626 | 0.011811 | 0.012337 | 0 | 0.0083968 | 0.014981 | 0.0065289 | 0.00040558 | 0.00061902 | 0.043494 | 0.012784 | 0.017331 | 0.01994 | 0.011101 | 0.020989 | 0.022609 | 0.024938 | 0.012506 | 0.021679 | 0.012985 | 0.022674 | 0.010889 | 0.014502 | 0.011275 | 0.033465 | 0.03119 | 0.0074612 | 0.0084337 | 0.009416 | 0.020746 | 0.015433 | 0.023426 | 0.010376 | 0.040061 | 0.031676 | 0.031113 | 0.043796 | 0.045516 | 0.06033 | 0.014697 | 0 | 0.017054 | 0.19189 | 0.11082 | 0.045991 | 0.046358 | 0.042628 | 0.009062 | 0.023567 | 0.034068 | 0.045323 | 0.047946 | 0.025218 | 0.02967 | 0.040136 | 0.037993 | 0.031175 | 0.017787 | 0.016235 | 0.014678 | 0.010794 | 0.011364 | 0.011162 | 0.0090164 | 0.0312 | 0.023152 | 0.039576 | 0.037354 | 0.0062482 | 0.0068482 | 0.031797 | 0.27144 | 0.023985 | 0.24341 | 0.0098772 | 0.010779 | 0.27701 | 0.28659 | 0.025017 | 0.024225 | 0.014876 | 0.015333 | 0.26557 | 0.015613 | 0.0078678 | 0.014788 | 0.0094903 | 0.11782 | 0.0062921 | 0.0331 | 0.030655 | 0.027192 | 0.0053349 | 0.0046465 | 0.014094 | 0.011514 | 0.012839 | 0.027197 | 0.008377 | 0.0083815 | 0.012595 | 0.035542 | 0.012565 | 0.0063841 | 0.0066649 | 0.056864 | 0.050661 | 0.028073 | 0.051534 | 0.048847 | 0.0138 | 0.043668 | 0.044229 | 0.042641 | 0.037553 | 0.035444 | 0.032828 | 0.010333 | 0.0052688 | 0.0048272 | 0.0073261 | 0.010188 | 0.032651 | 0.02431 | 0.028505 | 0.074987 | 0.028246 | 0.01378 | 0.026147 | 0.026209 | 0.013456 | 0.016151 | 0.0083465 | 0.011127 | 0.01027 | 0.01087 | 0.0065695 | 0.0052533 | 0.0046715 | 0.028566 | 0.023672 | 0.033443 | 0.15721 | 0.032674 | 0.033015 | 0.037524 | 0.038691 | 0.047277 | 0.049524 | 0.013435 | 0.0059502 | 0.0066551 | 0.047981 | 0.047695 | 0.032561 | 0.045368 | 0.043494 | 0.040943 | 0.039725 | 0.02586 | 0.024032 | 0.047097 | 0.01613 | 0.053748 | 0.046111 | 0.06035 | 0.021013 | 0.032331 | 0.010124 | 0.011596 | 0.014291 | 0.016246 | 0.020256 | 0.01978 | 0.010302 | 0.046648 | 0.048688 | 0.11486 | 0.037651 | 0.010812 | 0.035523 | 0.045362 | 0.014141 | 0.02837 | 0.037014 | 0.041372 | 0.025529 | 0.059497 | 0.046547 | 0.0065577 | 0.03041 | 0.04606 | 0.040852 | 0.04249 | 0.029485 | 0.037417 | 0.030421 | 0.040577 | 0.046992 | 0.0090685 | 0.0082367 | 0.045802 | 0.0043054 | 0.011272 | 0.010418 | 0.0099858 | 0.38008 | 0.36246 | 0.35622 | 0.004906 | 0.02448 | 0.023416 | 0.040989 | 0.043292 | 0.039042 | 0.019295 | 0.01581 | 0.051399 | 0.04463 | 0.029272 | 0.0010159 | 0.015723 | 0.008594 | 0.010302 | 0.009731 | 0.028243 | 0.022712 | 0.009416 | 0.010443 | 0.011348 | 0.017411 | 0.010302 | 0.010302 | 0.017411 | 0.015211 | 0.012888 | 0.0090256 | 0.0076941 | 0.0078067 | 0.0080098 | 0.019628 | 0.020934 | 0.01216 | 0.0091654 | 0.016942 | 0.017152 | 0.029893 | 0.031839 | 0.017207 | 0.016541 | 0.0085321 | 0.0079272 | 0.0077486 | 0.0087331 | 0.008447 | 0.16596 | 0.13249 | 0.032432 | 0.035331 | 0.043597 | 0.042792 | 0.0081124 | 0.006632 | 0.044131 | 0.012953 | 0.012371 | 0.012869 | 0.029473 | 0.02688 | 0.012896 | 0.010256 | 0.0058433 | 0.052022 | 0.09057 | 0 | 0.040134 | 0.037363 | 0.032983 | 0.039303 | 0.046233 | 0.013011 | 0.013986 | 0.021971 | 0.0053165 | 0.045351 | 0.040481 | 0.2123 | 0.019296 | 0.043415 | 0.0046625 | 0.014811 | 0.032801 | 0.025451 | 0.024183 | 0.028028 | 0.031618 | 0.04222 | 0.032241 | 0.013596 | 0.024688 | 0.010302 | 0.010302 | 0.0090972 | 0.0085473 | 0.0081851 | 0.009416 | 0.0059439 | 0.01818 | 0.0126 | 0.018694 | 0.015025 | 0.010218 | 0.011607 | 0.27218 | 0.11347 | 0.011875 | 0.012834 | 0.018675 | 0.021679 | 0.041763 | 0.01248 | 0.038965 | 0.025877 | 0.027387 | 0.060877 | 0.25813 | 0.014502 | 0.011162 | 0.011162 | 0.011162 | 0.056971 | 0.41718 | 0.023666 | 0.0059588 | 0.03296 | 0.0098098 | 0.015101 | 0.011764 | 0.019216 | 0.0066087 | 0.049194 | 0.026375 | 0.05548 | 0.042137 | 0.38418 | 0.029387 | 0.028757 | 0.010533 | 0.011718 | 0.018355 | 0.031885 | 0.029708 | 0.048675 | 0.035688 | 0.019718 | 0.041736 | 0.015367 | 0.010248 | 0.033682 | 0.034662 | 0.048184 | 0.048308 | 0.0084337 | 0.0084337
15 | 0.80718 | 1 | 1 | 0.98269 | 1 | 0.34067 | 0.3104 | 0.35143 | 0.40271 | 0.34744 | 0.65318 | 0.59969 | 0.67333 | 0.0018602 | 0.53335 | 0.64872 | 0 | 0.57546 | 0.60987 | 0.64288 | 0.44611 | 0.55769 | 0.5908 | 0.10379 | 0.18011 | 0.45598 | 0.49706 | 0.45091 | 0.696 | 0.62607 | 0.47656 | 0.65295 | 0.71708 | 0.6388 | 0.71234 | 0.64179 | 0.62249 | 0.44228 | 0.33658 | 0.092599 | 0 | 0.042687 | 0.044565 | 0.0065501 | 0.0012379 | 0.36169 | 0.4639 | 0.3849 | 0.00016208 | 0.00079923 | 0.55279 | 0.46253 | 0.3822 | 0.057461 | 0.40127 | 0.25237 | 0.66807 | 0.15628 | 0.39166 | 0.36077 | 0.76407 | 0.72725 | 0.73035 | 0.52807 | 0.64504 | 0.6992 | 0.19192 | 0.10043 | 0.098082 | 0.18425 | 0.20568 | 0.19501 | 0.2323 | 0.056432 | 0.59063 | 0.64786 | 0.73984 | 0.085228 | 0.11153 | 0.1018 | 0.19057 | 0.39705 | 0.089116 | 0.096973 | 0.34551 | 0.12332 | 0.12537 | 0.053603 | 0.14057 | 0.11877 | 0.10993 | 0.16405 | 0.11529 | 0.13828 | 0.14286 | 0.12776 | 0.12266 | 0.14262 | 0.12693 | 0.12344 | 0.11071 | 0.099069 | 0.095624 | 0.10088 | 0.095759 | 0.10196 | 0.14286 | 0.14286 | 0.10755 | 0.13082 | 0.20511 | 0.14479 | 0.12384 | 0.089297 | 0.10904 | 0.15414 | 0.15839 | 0.14834 | 0.35405 | 0.14286 | 0.13459 | 0.14623 | 0.094279 | 0.093636 | 0.11619 | 0.10622 | 0.075143 | 0.075143 | 0.11424 | 0.1187 | 0.11601 | 0.099925 | 0.11143 | 0.55169 | 0.34954 | 0.56914 | 0.60838 | 0.60365 | 0.56427 | 0.46966 | 0.10044 | 0.10624 | 0.11384 | 0.098681 | 0 | 0 | 0.5758 | 0.10034 | 0.1111 | 0.11355 | 0.11938 | 0.1305 | 0.087624 | 0.099167 | 0.241 | 0.19436 | 0.19985 | 0.10156 | 0.12357 | 0.16474 | 0.11254 | 0.32279 | 0.3005 | 0.028536 | 0.005607 | 0.061368 | 0.047907 | 0.047453 | 0.00042375 | 0.74764 | 0.62642 | 0.24337 | 0.26802 | 0.29484 | 0.039979 | 0.046241 | 0.034945 | 0.28655 | 0 | 0.056521 | 0.047907 | 0.027744 | 0 | 0 | 0.045043 | 0.012627 | 0.039158 | 0.073513 | 0.091612 | 0.099139 | 0.1955 | 0.12174 | 0.12154 | 0.21582 | 0.050007 | 0.033173 | 0.001251 | 0.055746 | 0.26833 | 0.27828 | 2.0336e-06 | 0 | 0.24974 | 0.0019121 | 0.27898 | 0.26771 | 0.51014 | 0.47752 | 0.83301 | 0.8147 | 0.055202 | 0.055064 | 0.45598 | 0.37477 | 0.64235 | 0.19715 | 0.095548 | 0.30042 | 0.18959 | 0.29412 | 0 | 0.21076 | 0.67452 | 0.66644 | 0.38909 | 0.17617 | 0.46342 | 0.32535 | 0.37944 | 0.39218 | 0.387 | 0.3355 | 0.41175 | 0.18649 | 0.20452 | 0.080034 | 0.11464 | 0.30586 | 0.19018 | 0.3864 | 0.39542 | 0.0063771 | 0.0087339 | 0.084244 | 0.00018106 | 7.8419e-08 | 0 | 0.43645 | 0.56693 | 0.70702 | 0.67368 | 0.67997 | 0.010566 | 0.032079 | 0.07803 | 0.0081815 | 0.85735 | 0.38329 | 0.064182 | 0.13145 | 0.4509 | 0.36965 | 0.22376 | 0.21154 | 0.63989 | 0.45483 | 0.69453 | 0.64454 | 0.64129 | 0.1839 | 0.27877 | 0.055093 | 0.0020747 | 0.12257 | 0.11614 | 0.059487 | 0.049685 | 0.010984 | 0.024322 | 0.091165 | 0.1433 | 0.69851 | 0.042673 | 0.042833 | 0 | 0.63512 | 0.0029664 | 0.0025203 | 0.001251 | 0.12878 | 0.17565 | 0.03963 | 0.29718 | 0.0012255 | 6.4903e-06 | 0.036033 | 0.39748 | 0.18957 | 0.26437 | 0.30703 | 0.29812 | 0.2868 | 0.40109 | 0.43189 | 0.10196 | 0 | 0.067832 | 0 | 0 | 0.12479 | 0.60449 | 0.00042375 | 0.25146 | 0.69259 | 0.60965 | 0 | 0 | 0.00042687 | 0.023794 | 0.42031 | 0.80725 | 0.40119 | 0.57194 | 0 | 0.013105 | 0.014471 | 0.021593 | 0 | 0.038917 | 0.37289 | 0.34371 | 0.038405 | 0.78043 | 0.10965 | 0.07178 | 0.10447 | 0 | 0 | 0 | 0.64147 | 0 | 0 | 0.00043287 | 0.0064881 | 0.62736 | 0.29172 | 0.22416 | 0.2436 | 0.24226 | 0.20037 | 0.58518 | 0.54978 | 0.10133 | 0.10196 | 0.099534 | 0.13755 | 0.17944 | 0.12357 | 0.075325 | 0.09932 | 0.095624 | 0.10196 | 0.10196 | 0.095624 | 0.090544 | 0.10191 | 0.11943 | 0.12375 | 0.15047 | 0.11757 | 0.10826 | 0.11031 | 0.12564 | 0.11913 | 0.17118 | 0.14604 | 0.39228 | 0.36971 | 0.17939 | 0.22099 | 0.18466 | 0.34504 | 0.28846 | 0.30163 | 0.36836 | 0 | 0 | 0 | 0 | 0 | 0.021593 | 0.35253 | 0.34112 | 0 | 0.089384 | 0.1019 | 0.089048 | 0.7589 | 0.32465 | 0.41421 | 0.72502 | 0.61124 | 0.015889 | 0.0072146 | 0.66609 | 0.55792 | 0.85509 | 0.59659 | 0.62962 | 0.41877 | 0.16472 | 0.51823 | 0.55435 | 0.6418 | 0.013223 | 0.046952 | 0.32597 | 0.093586 | 0.053026 | 0.69484 | 0.42275 | 0.20617 | 0.16085 | 0.25919 | 0.2444 | 0.20865 | 0.019798 | 0.078983 | 0.11426 | 0.13924 | 0.10196 | 0.10196 | 0.11913 | 0.23075 | 0.12438 | 0.12357 | 0.14361 | 0.049579 | 0.10631 | 0.11619 | 0.092136 | 0.14404 | 0.22179 | 0.30324 | 0.54519 | 0.11949 | 0.10051 | 0.11514 | 0.1111 | 0.41115 | 0.27548 | 0 | 0 | 0 | 0.00043808 | 0 | 0.087624 | 0.12154 | 0.12154 | 0.12154 | 0.00043844 | 0 | 0.14286 | 0.66646 | 0.57885 | 0.37948 | 0.48855 | 0.27448 | 0.2928 | 0.023133 | 0.48955 | 0.17351 | 0 | 0 | 0 | 0.042977 | 0.38393 | 0.45634 | 0.291 | 0.13758 | 0.15684 | 0.001251 | 0 | 0.40803 | 0.32942 | 0.24613 | 0.1544 | 0 | 0 | 0.031936 | 0.24565 | 0.10156 | 0.10156 | 0 | 0 | 0 | 0 | 0 | 0 | 0 | 0 | 0 | 0 | 0 | 0 | 0 | 0 | 0 | 0 | 0 | 0 | 0 | 0 | 0 | 0 | 0 | 0 | 0 | 0 | 0 | 0 | 0 | 0 | 0 | 0 | 0 | 0 | 0 | 0.00050445 | 0 | 0 | 0 | 0 | 0 | 0 | 0 | 0 | 0 | 0 | 0 | 0 | 0 | 0 | 0 | 0 | 0 | 0 | 0 | 0 | 0 | 0 | 0 | 0 | 0 | 0 | 0 | 0 | 0 | 0 | 0 | 0 | 0 | 0 | 0 | 0 | 0 | 0 | 0 | 0 | 0 | 0 | 0 | 0 | 0 | 0 | 0 | 0 | 0 | 0 | 0 | 0 | 0 | 0 | 0 | 0 | 0 | 0 | 0 | 0 | 0 | 0 | 0 | 0 | 0 | 0 | 0 | 0 | 0 | 0 | 0 | 0 | 0 | 0 | 0 | 0 | 0 | 0 | 0 | 0 | 0 | 0 | 0 | 0 | 0 | 0 | 0 | 0 | 0 | 0 | 0 | 0 | 0 | 0 | 0 | 0 | 0 | 0 | 0 | 0 | 0 | 0 | 0 | 0 | 0 | 0 | 0 | 0 | 0 | 0 | 0 | 0 | 0 | 0 | 0 | 0 | 0 | 0 | 0 | 0 | 0 | 0 | 0 | 0 | 0 | 0 | 0 | 0 | 0 | 0 | 0 | 0 | 0 | 0 | 0 | 0 | 0 | 0 | 0 | 0 | 0 | 0 | 0.0021478 | 0 | 0 | 0 | 0 | 0 | 0 | 0 | 0 | 0 | 0 | 0 | 0 | 0 | 0 | 0 | 0 | 0 | 0 | 0 | 0 | 0 | 0 | 0 | 0 | 0 | 0 | 0 | 0 | 0 | 0 | 0 | 0 | 0 | 0 | 0 | 0 | 4.3566e-06 | 0 | 0 | 0 | 0 | 0 | 0 | 0 | 0 | 0 | 0 | 0 | 0 | 0 | 0 | 0 | 0 | 0 | 0 | 0 | 0 | 0 | 0 | 0 | 0 | 0 | 0.0045061 | 0 | 0 | 0 | 0 | 0 | 0 | 0 | 0 | 0 | 0 | 0 | 0 | 0 | 0 | 0 | 0 | 0 | 0 | 0 | 0 | 0 | 0 | 0 | 0 | 0 | 0 | 0 | 0 | 0 | 0 | 0 | 0 | 0 | 0 | 0 | 0 | 0 | 0.0037165 | 0 | 0 | 0 | 0 | 0 | 0 | 0 | 0 | 0 | 0 | 0 | 0 | 0 | 0 | 0 | 0 | 0 | 0 | 0 | 0 | 0 | 0 | 0 | 0 | 0 | 0 | 0 | 0 | 0 | 0 | 0.0053105 | 0 | 0 | 0 | 0 | 0 | 0 | 0 | 0.005813 | 0 | 0 | 0 | 0.0051588 | 0 | 0 | 0 | 0 | 0 | 0 | 0 | 0 | 0 | 0 | 0 | 0 | 0 | 0.00051882 | 0 | 0 | 0 | 0 | 0 | 0 | 0 | 0 | 0 | 0 | 0 | 0 | 0 | 0 | 0 | 0 | 0 | 0 | 0 | 0 | 0 | 0 | 0 | 0 | 0 | 0 | 0 | 0 | 0 | 0 | 0 | 0 | 0 | 0 | 0 | 0 | 0 | 0 | 0 | 0 | 0 | 0 | 0 | 0 | 0 | 0 | 0 | 0 | 0 | 0 | 0 | 0 | 0 | 0 | 0 | 0 | 0 | 0 | 0 | 0 | 0 | 0 | 0 | 0 | 0 | 0 | 0 | 0 | 0 | 0 | 0 | 0 | 0 | 0 | 0 | 0 | 0 | 0 | 0 | 0 | 0 | 0 | 0 | 0 | 0 | 0 | 0 | 0 | 0 | 0 | 0 | 0 | 0 | 0 | 0 | 0 | 0 | 0 | 0 | 0 | 0 | 0 | 0 | 0 | 0 | 0 | 0 | 0 | 0 | 0.0049318 | 0 | 0 | 0 | 0 | 0 | 0 | 0 | 0 | 0 | 0 | 0 | 0 | 0 | 0 | 0 | 0 | 0 | 0 | 0 | 0 | 0 | 0 | 0 | 0.0034054 | 0 | 0 | 0 | 0 | 0 | 0 | 0 | 0.0044701 | 0 | 0 | 0 | 0 | 0.0041828 | 0.0043769 | 0 | 0 | 0 | 0
16 | 0.67873 | 1 | 1 | 0.97996 | 1 | 0.28995 | 0.26911 | 0.30498 | 0.35189 | 0.29144 | 0.62298 | 0.57872 | 0.57616 | 0.00027184 | 0.47651 | 0.56647 | 0 | 0.5399 | 0.56543 | 0.62609 | 0.41599 | 0.52628 | 0.55698 | 0.077326 | 0.16449 | 0.42337 | 0.46707 | 0.41345 | 0.62615 | 0.57111 | 0.4113 | 0.56275 | 0.6616 | 0.57754 | 0.66891 | 0.57263 | 0.55295 | 0.38427 | 0.27993 | 0.070774 | 0 | 0.048312 | 0.047107 | 0.012954 | 0.0056201 | 0.33119 | 0.43664 | 0.36099 | 0.00017134 | 0.00014127 | 0.492 | 0.40979 | 0.35776 | 0.044848 | 0.37398 | 0.22967 | 0.63241 | 0.13728 | 0.37557 | 0.35442 | 0.69854 | 0.68364 | 0.6591 | 0.49968 | 0.60192 | 0.65037 | 0.18496 | 0.088293 | 0.085681 | 0.17622 | 0.19149 | 0.16619 | 0.18788 | 0.040596 | 0.48179 | 0.55748 | 0.65704 | 0.067742 | 0.10368 | 0.082213 | 0.17148 | 0.37924 | 0.076369 | 0.084917 | 0.31084 | 0.064621 | 0.067322 | 0.034907 | 0.074648 | 0.065868 | 0.061159 | 0.12765 | 0.065288 | 0.096492 | 0.076976 | 0.081202 | 0.066311 | 0.076521 | 0.11316 | 0.11107 | 0.11973 | 0.090261 | 0.086153 | 0.081336 | 0.086029 | 0.080351 | 0.076976 | 0.076975 | 0.089487 | 0.073981 | 0.1564 | 0.088287 | 0.064883 | 0.054086 | 0.081034 | 0.095982 | 0.13745 | 0.07814 | 0.31489 | 0.076976 | 0.070686 | 0.1405 | 0.081115 | 0.078785 | 0.11068 | 0.098256 | 0.060141 | 0.060141 | 0.10828 | 0.069679 | 0.11045 | 0.087733 | 0.077089 | 0.47665 | 0.29388 | 0.49958 | 0.5487 | 0.54193 | 0.51251 | 0.43926 | 0.088306 | 0.10358 | 0.11331 | 0.086348 | 0 | 0 | 0.48015 | 0.088196 | 0.11638 | 0.10743 | 0.12526 | 0.11769 | 0.074126 | 0.086889 | 0.20959 | 0.17884 | 0.16742 | 0.084928 | 0.064709 | 0.15517 | 0.10087 | 0.28669 | 0.25607 | 0.030956 | 0.0091129 | 0.045148 | 0.043163 | 0.043548 | 0.01596 | 0.6359 | 0.51456 | 0.21163 | 0.22231 | 0.24708 | 0.044185 | 0.044186 | 0.036177 | 0.24689 | 0 | 0.045104 | 0.043163 | 0.036674 | 0 | 0 | 0.036398 | 0.0084909 | 0.022914 | 0.045417 | 0.058557 | 0.069336 | 0.1393 | 0.081763 | 0.10974 | 0.19531 | 0.038647 | 0.02014 | 0.025258 | 0.044184 | 0.2845 | 0.28918 | 0.00016804 | 0 | 0.2281 | 0.00033481 | 0.22377 | 0.216 | 0.46535 | 0.43218 | 0.78981 | 0.76703 | 0.03623 | 0.035799 | 0.42337 | 0.33579 | 0.59612 | 0.15595 | 0.067379 | 0.26052 | 0.20736 | 0.25702 | 0 | 0.19979 | 0.65181 | 0.64505 | 0.34658 | 0.15321 | 0.40401 | 0.28553 | 0.32207 | 0.33129 | 0.33264 | 0.30153 | 0.35459 | 0.20342 | 0.14652 | 0.10393 | 0.14217 | 0.27547 | 0.19392 | 0.37617 | 0.33231 | 0.033335 | 0.029566 | 0.11181 | 0.00025228 | 3.227e-07 | 0 | 0.35954 | 0.58278 | 0.68439 | 0.63386 | 0.61339 | 0.013963 | 0.043536 | 0.093956 | 0.007896 | 0.83617 | 0.2984 | 0.07912 | 0.10566 | 0.41327 | 0.31859 | 0.22699 | 0.15532 | 0.5629 | 0.39577 | 0.6406 | 0.57729 | 0.57634 | 0.18254 | 0.26173 | 0.069021 | 0.00080201 | 0.099787 | 0.09454 | 0.045418 | 0.036869 | 0.025395 | 0.033427 | 0.07687 | 0.077709 | 0.64458 | 0.049006 | 0.049152 | 0 | 0.61699 | 0.021754 | 0.022665 | 0.025258 | 0.11816 | 0.16662 | 0.045956 | 0.24563 | 0.01645 | 2.6708e-05 | 0.072279 | 0.35349 | 0.17 | 0.19006 | 0.27335 | 0.25656 | 0.23568 | 0.34166 | 0.37225 | 0.080351 | 0 | 0.089613 | 0 | 1.3526e-06 | 0.081094 | 0.59006 | 0.01596 | 0.22046 | 0.6477 | 0.59384 | 0 | 0 | 0.015913 | 0.033229 | 0.40691 | 0.75451 | 0.37318 | 0.54454 | 0 | 0.016423 | 0.021168 | 0.030496 | 0 | 0.045245 | 0.31088 | 0.29762 | 0.04473 | 0.71093 | 0.060708 | 0.036045 | 0.056887 | 0 | 0 | 0 | 0.57496 | 0 | 0 | 0.00085563 | 0.012821 | 0.59983 | 0.27412 | 0.22545 | 0.19044 | 0.19121 | 0.19237 | 0.52738 | 0.47884 | 0.084748 | 0.080351 | 0.083355 | 0.098378 | 0.12124 | 0.064709 | 0.060345 | 0.087059 | 0.086153 | 0.080351 | 0.080351 | 0.086153 | 0.078516 | 0.090719 | 0.064605 | 0.066884 | 0.10006 | 0.07251 | 0.1101 | 0.1143 | 0.11408 | 0.064444 | 0.15677 | 0.13564 | 0.35366 | 0.33284 | 0.16289 | 0.19688 | 0.16573 | 0.3046 | 0.25314 | 0.26371 | 0.31418 | 0 | 0 | 0 | 0 | 0 | 0.030496 | 0.33364 | 0.33656 | 0 | 0.048652 | 0.060506 | 0.047993 | 0.72784 | 0.28401 | 0.35697 | 0.65143 | 0.54452 | 0.021691 | 0.0034429 | 0.60911 | 0.51792 | 0.84955 | 0.57692 | 0.60347 | 0.39218 | 0.16484 | 0.48219 | 0.449 | 0.57256 | 0.01961 | 0.044266 | 0.30489 | 0.055856 | 0.043974 | 0.63735 | 0.36746 | 0.19235 | 0.15756 | 0.23304 | 0.2233 | 0.19662 | 0.028949 | 0.053653 | 0.1083 | 0.14147 | 0.080351 | 0.080351 | 0.064451 | 0.18821 | 0.065183 | 0.064709 | 0.078234 | 0.030785 | 0.082315 | 0.11068 | 0.080106 | 0.076675 | 0.20304 | 0.27111 | 0.5232 | 0.10758 | 0.088486 | 0.11097 | 0.11638 | 0.38111 | 0.2405 | 0 | 0 | 0 | 0.015919 | 0 | 0.074126 | 0.10974 | 0.10974 | 0.10974 | 0.017012 | 0 | 0.076976 | 0.66374 | 0.49402 | 0.3385 | 0.4141 | 0.24528 | 0.30619 | 0.033282 | 0.43715 | 0.20705 | 7.7771e-08 | 0 | 0 | 0.058463 | 0.31829 | 0.40146 | 0.26151 | 0.15615 | 0.16465 | 0.025258 | 0 | 0.34653 | 0.31603 | 0.18566 | 0.10573 | 0 | 0 | 0.03958 | 0.22374 | 0.084928 | 0.084928 | 0 | 0 | 0 | 0 | 0 | 0 | 0 | 0 | 0 | 0 | 0 | 0 | 0 | 0 | 0 | 0 | 0 | 0 | 0 | 0 | 0 | 0 | 0 | 0 | 0 | 0 | 0 | 0 | 0 | 0 | 0 | 0 | 0 | 0 | 0 | 0 | 0 | 0 | 0 | 0 | 0 | 0 | 0 | 0 | 0 | 0 | 0 | 0 | 0 | 0 | 0 | 0 | 0 | 0 | 0 | 0 | 0 | 0 | 0 | 0 | 0 | 0 | 0 | 0 | 0 | 0 | 0 | 0 | 0 | 0 | 0 | 0 | 0 | 0 | 0 | 0 | 0 | 0 | 0 | 0 | 0 | 0 | 0 | 0 | 0 | 0 | 0 | 0 | 0 | 0 | 0 | 0 | 0 | 0 | 0 | 0 | 0 | 0 | 0 | 0 | 0 | 0 | 0 | 0 | 0 | 0 | 0 | 0 | 0 | 0 | 0 | 0 | 0 | 0 | 0 | 0 | 0 | 0 | 0 | 0 | 0 | 0 | 0 | 0 | 0 | 0 | 0 | 0 | 0 | 0 | 0 | 0 | 0 | 0 | 0 | 0 | 0 | 0 | 0 | 0 | 0 | 0 | 0 | 0 | 0 | 0 | 0 | 0 | 0 | 0 | 0 | 0 | 0 | 0 | 0 | 0 | 0 | 0 | 0 | 0 | 0 | 0 | 0 | 0 | 0 | 0 | 0 | 0 | 0 | 0 | 0 | 0 | 0 | 0 | 0 | 0 | 0 | 0 | 0 | 0 | 0 | 0 | 0 | 0 | 0 | 0 | 0 | 0 | 0 | 0 | 0 | 0 | 0 | 0 | 0 | 0 | 0 | 0 | 0 | 0 | 0 | 0 | 0 | 0 | 0 | 0 | 0 | 0 | 0 | 0 | 0 | 0 | 0 | 0 | 0 | 0 | 0 | 0 | 0 | 0 | 0 | 0 | 0 | 0 | 0 | 0 | 0 | 0 | 0 | 0 | 0 | 0 | 0 | 0 | 0 | 0 | 0 | 0 | 0 | 0 | 0 | 0 | 0 | 0 | 0 | 0 | 0 | 0 | 0 | 0 | 0 | 0 | 0 | 0 | 0 | 0 | 0 | 0 | 0 | 0 | 0 | 0 | 0 | 0 | 0 | 0 | 0 | 0 | 0 | 0 | 0 | 0 | 0 | 0 | 0 | 0 | 0 | 0 | 0 | 0 | 0 | 0 | 0 | 0 | 0 | 0 | 0 | 0 | 0 | 0 | 0 | 0 | 0 | 0 | 0 | 0 | 0 | 0 | 0 | 0 | 0 | 0 | 0 | 0 | 0 | 0 | 0 | 0 | 0 | 0 | 0 | 0 | 0 | 0 | 0 | 0 | 0 | 0 | 0 | 0 | 0 | 0 | 0 | 0 | 0 | 0 | 0 | 0 | 0 | 0 | 0 | 0 | 0 | 0 | 0 | 0 | 0 | 0 | 0 | 0 | 0 | 0 | 0 | 0 | 0 | 0 | 0 | 0 | 0 | 0 | 0 | 0 | 0 | 0 | 0 | 0 | 0 | 0 | 0 | 0 | 0 | 0 | 0 | 0 | 0 | 0 | 0 | 0 | 0 | 0 | 0 | 0 | 0 | 0 | 0 | 0 | 0 | 0 | 0 | 0 | 0 | 0 | 0 | 0 | 0 | 0 | 0 | 0 | 0 | 0 | 0 | 0 | 0 | 0 | 0 | 0 | 0 | 0 | 0 | 0 | 0 | 0 | 0 | 0 | 0 | 0 | 0 | 0 | 0 | 0 | 0 | 0 | 0 | 0 | 0 | 0 | 0 | 0 | 0 | 0 | 0 | 0 | 0 | 0 | 0 | 0 | 0 | 0 | 0 | 0 | 0 | 0 | 0 | 0 | 0 | 0 | 0 | 0 | 0 | 0 | 0 | 0 | 0 | 0 | 0 | 0 | 0 | 0 | 0 | 0 | 0 | 0 | 0 | 0 | 0 | 0 | 0 | 0 | 0 | 0 | 0 | 0 | 0 | 0 | 0 | 0 | 0 | 0 | 0 | 0 | 0 | 0 | 0 | 0 | 0 | 0 | 0 | 0 | 0 | 0 | 0 | 0 | 0 | 0 | 0 | 0 | 0 | 0 | 0
17 | 0.56513 | 1 | 1 | 0.97786 | 1 | 0.25014 | 0.22108 | 0.27177 | 0.29869 | 0.23419 | 0.5935 | 0.56001 | 0.49833 | 0.00044766 | 0.44092 | 0.49553 | 0 | 0.51568 | 0.54015 | 0.65014 | 0.42159 | 0.53245 | 0.53609 | 0.062016 | 0.15783 | 0.4092 | 0.45538 | 0.39 | 0.55405 | 0.51368 | 0.38263 | 0.50466 | 0.6121 | 0.52533 | 0.62286 | 0.51248 | 0.49595 | 0.34943 | 0.25125 | 0.034366 | 0 | 0.060189 | 0.053406 | 0.040058 | 0.013056 | 0.30271 | 0.42611 | 0.34361 | 0.00021542 | 0.00023264 | 0.45075 | 0.36871 | 0.33722 | 0.027952 | 0.36671 | 0.23109 | 0.59281 | 0.13538 | 0.35717 | 0.34112 | 0.62625 | 0.62093 | 0.59077 | 0.49017 | 0.56908 | 0.58212 | 0.16596 | 0.083626 | 0.080902 | 0.15824 | 0.16675 | 0.13249 | 0.14713 | 0.03566 | 0.41964 | 0.48947 | 0.58148 | 0.059604 | 0.098291 | 0.071548 | 0.15397 | 0.35891 | 0.066597 | 0.077977 | 0.27822 | 0.040571 | 0.042153 | 0.00050079 | 0.041292 | 0.037303 | 0.033673 | 0.099051 | 0.036525 | 0.06909 | 0.040109 | 0.054444 | 0.035122 | 0.040067 | 0.10114 | 0.099189 | 0.12608 | 0.084861 | 0.080553 | 0.070508 | 0.080295 | 0.068456 | 0.040109 | 0.040109 | 0.078975 | 0.042628 | 0.11334 | 0.053419 | 0.04061 | 0.021129 | 0.070495 | 0.059178 | 0.12428 | 0.042327 | 0.28981 | 0.040109 | 0.041378 | 0.1291 | 0.070177 | 0.068858 | 0.10627 | 0.093412 | 0.054269 | 0.054269 | 0.1038 | 0.049678 | 0.10604 | 0.083041 | 0.063189 | 0.43701 | 0.22624 | 0.44844 | 0.49179 | 0.49905 | 0.46284 | 0.42914 | 0.083639 | 0.10432 | 0.11338 | 0.081597 | 0 | 0 | 0.42029 | 0.083524 | 0.12165 | 0.10293 | 0.12871 | 0.10508 | 0.063399 | 0.082161 | 0.17476 | 0.15203 | 0.13853 | 0.076058 | 0.040617 | 0.1379 | 0.088535 | 0.25393 | 0.2086 | 0.027747 | 0.0051666 | 0.026421 | 0.035255 | 0.034841 | 0.029578 | 0.5424 | 0.44703 | 0.17834 | 0.18814 | 0.20624 | 0.051573 | 0.036601 | 0.030782 | 0.19971 | 0 | 0.032576 | 0.035255 | 0.087449 | 0 | 0 | 0.007353 | 0.0013215 | 0.010107 | 0.025067 | 0.036995 | 0.036155 | 0.091028 | 0.050026 | 0.097941 | 0.17878 | 0.014644 | 0.0015448 | 0.023352 | 0.027351 | 0.26118 | 0.26615 | 0.00029856 | 0 | 0.19664 | 0.00068722 | 0.15454 | 0.15109 | 0.43375 | 0.39535 | 0.74304 | 0.71241 | 0.0016571 | 0.0024389 | 0.4092 | 0.32339 | 0.54626 | 0.10682 | 0.023707 | 0.22514 | 0.20827 | 0.21476 | 3.3564e-09 | 0.17641 | 0.60543 | 0.58461 | 0.31662 | 0.15319 | 0.35956 | 0.25477 | 0.26637 | 0.27518 | 0.27689 | 0.26746 | 0.30242 | 0.20414 | 0.098423 | 0.12649 | 0.16862 | 0.24031 | 0.19547 | 0.36425 | 0.30774 | 0.081283 | 0.056219 | 0.16776 | 0.00056974 | 6.4246e-07 | 0 | 0.31887 | 0.52723 | 0.61951 | 0.59632 | 0.57062 | 0.020147 | 0.064127 | 0.12526 | 0.012614 | 0.81513 | 0.24864 | 0.10504 | 0.084686 | 0.39217 | 0.3034 | 0.20242 | 0.1248 | 0.51578 | 0.34236 | 0.58931 | 0.51878 | 0.52042 | 0.19404 | 0.25823 | 0.10237 | 0.0012262 | 0.051693 | 0.047358 | 0.007486 | 0.00055847 | 0.0094467 | 0.046033 | 0.066615 | 0.040844 | 0.59249 | 0.062697 | 0.062812 | 0 | 0.63625 | 0.003162 | 0.0084134 | 0.023352 | 0.11811 | 0.14834 | 0.060804 | 0.2041 | 0.027244 | 5.3173e-05 | 0.099303 | 0.32138 | 0.14974 | 0.13638 | 0.23524 | 0.21363 | 0.19314 | 0.27839 | 0.34548 | 0.068456 | 0.0025469 | 0.13404 | 0 | 0.054552 | 0.047069 | 0.59689 | 0.029579 | 0.18659 | 0.59576 | 0.61659 | 0 | 0 | 0.029493 | 0.10351 | 0.3899 | 0.67835 | 0.38435 | 0.56262 | 0 | 0.028137 | 0.044556 | 0.039956 | 0 | 0.060357 | 0.26797 | 0.24608 | 0.060003 | 0.63864 | 0.036756 | 0.021563 | 0.036026 | 0 | 0 | 0 | 0.51746 | 0 | 0 | 0.0026421 | 0.03956 | 0.61932 | 0.27774 | 0.23421 | 0.14579 | 0.14868 | 0.17196 | 0.49398 | 0.44213 | 0.075847 | 0.068456 | 0.074215 | 0.051565 | 0.067391 | 0.040617 | 0.054481 | 0.082339 | 0.080553 | 0.068456 | 0.068456 | 0.080553 | 0.069661 | 0.086963 | 0.034324 | 0.03539 | 0.065165 | 0.043367 | 0.11359 | 0.11884 | 0.10172 | 0.034249 | 0.13708 | 0.12053 | 0.32966 | 0.30404 | 0.13871 | 0.1683 | 0.14823 | 0.2463 | 0.20589 | 0.21586 | 0.25896 | 0 | 0 | 0 | 0 | 0 | 0.039956 | 0.30444 | 0.31599 | 0.04438 | 0.026084 | 0.034509 | 0.025615 | 0.69685 | 0.25342 | 0.30514 | 0.57857 | 0.49103 | 0.033493 | 0.0054347 | 0.56855 | 0.49622 | 0.87198 | 0.5603 | 0.62674 | 0.39974 | 0.16828 | 0.4603 | 0.38732 | 0.51233 | 0.044234 | 0.040366 | 0.29035 | 0.033775 | 0.029721 | 0.57252 | 0.31647 | 0.16783 | 0.14561 | 0.20118 | 0.19266 | 0.17287 | 0.028178 | 0.023797 | 0.10382 | 0.13746 | 0.068456 | 0.068456 | 0.034257 | 0.13297 | 0.040639 | 0.040617 | 0.041371 | 0.00014416 | 0.072716 | 0.10627 | 0.071715 | 0.039571 | 0.18176 | 0.24843 | 0.52976 | 0.095851 | 0.083883 | 0.10789 | 0.12165 | 0.37179 | 0.20339 | 0 | 0.00056239 | 0.00049009 | 0.029512 | 0 | 0.063399 | 0.097941 | 0.097941 | 0.097941 | 0.03127 | 0 | 0.040109 | 0.67325 | 0.44493 | 0.32953 | 0.37671 | 0.24315 | 0.29893 | 0.042667 | 0.3886 | 0.25372 | 0.0023562 | 0 | 0 | 0.081624 | 0.2618 | 0.34307 | 0.24486 | 0.19186 | 0.18789 | 0.023352 | 0 | 0.28289 | 0.32726 | 0.12608 | 0.065551 | 0 | 0 | 0.051086 | 0.19931 | 0.076058 | 0.076058 | 0 | 0 | 0 | 0 | 0 | 0 | 0 | 0 | 0 | 0 | 0 | 0 | 0 | 0 | 0 | 0 | 0 | 0 | 0 | 0 | 0 | 0 | 0 | 0 | 0 | 0 | 0 | 0 | 0 | 0 | 0 | 0 | 0 | 0 | 0 | 0 | 0 | 0 | 0 | 0 | 0 | 0 | 0 | 0 | 0 | 0 | 0 | 0 | 0 | 0 | 0 | 0 | 0 | 0 | 0 | 0 | 0 | 0 | 0 | 0 | 0 | 0 | 0 | 0 | 0 | 0 | 0 | 0 | 0 | 0 | 0 | 0 | 0 | 0 | 0 | 0 | 0 | 0 | 0 | 0 | 0 | 0 | 0 | 0 | 0 | 0 | 0 | 0 | 0 | 0 | 0 | 0 | 0 | 0 | 0 | 0 | 0 | 0 | 0 | 0 | 0 | 0 | 0 | 0 | 0 | 0 | 0 | 0 | 0 | 0 | 0 | 0 | 0 | 0 | 0 | 0 | 0 | 0 | 0 | 0 | 0 | 0 | 0 | 0 | 0 | 0 | 0 | 0 | 0 | 0 | 0 | 0 | 0 | 0 | 0 | 0 | 0 | 0 | 0 | 0 | 0 | 0 | 0 | 0 | 0 | 0 | 0 | 0 | 0 | 0 | 0 | 0 | 0 | 0 | 0 | 0 | 0 | 0 | 0 | 0 | 0 | 0 | 0 | 0 | 0 | 0 | 0 | 0 | 0 | 0 | 0 | 0 | 0 | 0 | 0 | 0 | 0 | 0 | 0 | 0 | 0 | 0 | 0 | 0 | 0 | 0 | 0 | 0 | 0 | 0 | 0 | 0 | 0 | 0 | 0 | 0 | 0 | 0 | 0 | 0 | 0 | 0 | 0 | 0 | 0 | 0 | 0 | 0 | 0 | 0 | 0 | 0 | 0 | 0 | 0 | 0 | 0 | 0 | 0 | 0 | 0 | 0 | 0 | 0 | 0 | 0 | 0 | 0 | 0 | 0 | 0 | 0 | 0 | 0 | 0 | 0 | 0 | 0 | 0 | 0 | 0 | 0 | 0 | 0 | 0 | 0 | 0 | 0 | 0 | 0 | 0 | 0 | 0 | 0 | 0 | 0 | 0 | 0 | 0 | 0 | 0 | 0 | 0 | 0 | 0 | 0 | 0 | 0 | 0 | 0 | 0 | 0 | 0 | 0 | 0 | 0 | 0 | 0 | 0 | 0 | 0 | 0 | 0 | 0 | 0 | 0 | 0 | 0 | 0 | 0 | 0 | 0 | 0 | 0 | 0 | 0 | 0 | 0 | 0 | 0 | 0 | 0 | 0 | 0 | 0 | 0 | 0 | 0 | 0 | 0 | 0 | 0 | 0 | 0 | 0 | 0 | 0 | 0 | 0 | 0 | 0 | 0 | 0 | 0 | 0 | 0 | 0 | 0 | 0 | 0 | 0 | 0 | 0 | 0 | 0 | 0 | 0 | 0 | 0 | 0 | 0 | 0 | 0 | 0 | 0 | 0 | 0 | 0 | 0 | 0 | 0 | 0 | 0 | 0 | 0 | 0 | 0 | 0 | 0 | 0 | 0 | 0 | 0 | 0 | 0 | 0 | 0 | 0 | 0 | 0 | 0 | 0 | 0 | 0 | 0 | 0 | 0 | 0 | 0 | 0 | 0 | 0 | 0 | 0 | 0 | 0 | 0 | 0 | 0 | 0 | 0 | 0 | 0 | 0 | 0 | 0 | 0 | 0 | 0 | 0 | 0 | 0 | 0 | 0 | 0 | 0 | 0 | 0 | 0 | 0 | 0 | 0 | 0 | 0 | 0 | 0 | 0 | 0 | 0 | 0 | 0 | 0 | 0 | 0 | 0 | 0 | 0 | 0 | 0 | 0 | 0 | 0 | 0 | 0 | 0 | 0 | 0 | 0 | 0 | 0 | 0 | 0 | 0 | 0 | 0 | 0 | 0 | 0 | 0 | 0 | 0 | 0 | 0 | 0 | 0 | 0 | 0 | 0 | 0 | 0 | 0 | 0 | 0 | 0 | 0 | 0 | 0 | 0 | 0 | 0 | 0 | 0 | 0 | 0 | 0 | 0 | 0 | 0 | 0 | 0 | 0 | 0 | 0 | 0 | 0 | 0 | 0 | 0 | 0
18 | 0.3886 | 0.75634 | 0.82313 | 0.72256 | 0.99712 | 0.29305 | 0.25465 | 0.31728 | 0.32354 | 0.27018 | 0.36171 | 0.36954 | 0.31651 | 0.0026033 | 0.43241 | 0.288 | 0 | 0.3359 | 0.32722 | 0.47869 | 0.34191 | 0.38709 | 0.45949 | 0.045444 | 0.16671 | 0.40314 | 0.43979 | 0.35464 | 0.31968 | 0.47628 | 0.31706 | 0.33121 | 0.44131 | 0.23906 | 0.32526 | 0.27066 | 0.2563 | 0.40704 | 0.3025 | 0.011956 | 0 | 0.12693 | 0.10554 | 0.098366 | 0.028824 | 0.35174 | 0.4242 | 0.37355 | 0.00062937 | 0.0010929 | 0.19943 | 0.346 | 0.3715 | 0.040763 | 0.3361 | 0.27044 | 0.35208 | 0.20035 | 0.28061 | 0.22894 | 0.2914 | 0.26814 | 0.24743 | 0.46947 | 0.32515 | 0.30479 | 0.1562 | 0.078213 | 0.075392 | 0.16377 | 0.16482 | 0.15074 | 0.18036 | 0.031565 | 0.27584 | 0.25972 | 0.30171 | 0.050757 | 0.088599 | 0.054447 | 0.12231 | 0.23654 | 0.058478 | 0.070448 | 0.15531 | 0.038887 | 0.039 | 0.0003151 | 0.03937 | 0.039522 | 0.041916 | 0.059507 | 0.040395 | 0.049335 | 0.029546 | 0.041504 | 0.018976 | 0.030334 | 0.082994 | 0.085784 | 0.10571 | 0.078121 | 0.074453 | 0.058839 | 0.074052 | 0.055648 | 0.029546 | 0.029546 | 0.053459 | 0.032795 | 0.05704 | 0.03412 | 0.038745 | 0.0145 | 0.067308 | 0.03992 | 0.078483 | 0.039309 | 0.28476 | 0.029546 | 0.039069 | 0.11938 | 0.06104 | 0.053901 | 0.096352 | 0.084286 | 0.047809 | 0.047809 | 0.094041 | 0.047164 | 0.096132 | 0.077607 | 0.059522 | 0.39043 | 0.087117 | 0.32584 | 0.30406 | 0.41013 | 0.35491 | 0.37144 | 0.078227 | 0.093244 | 0.10073 | 0.076111 | 0 | 5.107e-06 | 0.24878 | 0.078108 | 0.10583 | 0.093227 | 0.10983 | 0.091221 | 0.054817 | 0.076696 | 0.20793 | 0.14578 | 0.075178 | 0.052694 | 0.038877 | 0.14865 | 0.082322 | 0.305 | 0.24533 | 0.05002 | 0.009784 | 0.039312 | 0.053708 | 0.0549 | 0.090354 | 0.2882 | 0.29628 | 0.23327 | 0.19714 | 0.18327 | 0.11323 | 0.063383 | 0.053701 | 0.21635 | 0 | 0.047585 | 0.053708 | 0.16638 | 0 | 0 | 0.038781 | 0.012944 | 0.01565 | 0.018814 | 0.0085428 | 0.0078645 | 0.020975 | 0.00019106 | 0.086529 | 0.12807 | 0.025719 | 0.0023614 | 0.0444 | 0.041743 | 0.22363 | 0.22607 | 0.000683 | 0 | 0.24798 | 0.00058051 | 0.052 | 0.048953 | 0.343 | 0.27492 | 0.43832 | 0.42113 | 0.00051544 | 0.0005517 | 0.40314 | 0.37329 | 0.31509 | 0.029703 | 0.0032999 | 0.27996 | 0.16645 | 0.26651 | 2.3057e-08 | 0.19326 | 0.23435 | 0.22885 | 0.30349 | 0.17749 | 0.36915 | 0.30216 | 0.28435 | 0.30171 | 0.30262 | 0.32319 | 0.32045 | 0.16294 | 0.027752 | 0.20302 | 0.252 | 0.23896 | 0.24905 | 0.38162 | 0.27628 | 0.16716 | 0.11397 | 0.28211 | 0.017482 | 1.8926e-06 | 0 | 0.2497 | 0.17234 | 0.27674 | 0.22846 | 0.27322 | 0.017306 | 0.081176 | 0.1767 | 0.01341 | 0.54631 | 0.20961 | 0.14295 | 0.093079 | 0.32923 | 0.28875 | 0.20666 | 0.12773 | 0.30164 | 0.29255 | 0.32712 | 0.27112 | 0.25715 | 0.22651 | 0.26684 | 0.17349 | 0.0035327 | 0.097807 | 0.092469 | 0.042844 | 0.034214 | 0.040909 | 0.092978 | 0.054278 | 0.029946 | 0.33073 | 0.13217 | 0.13241 | 0 | 0.54948 | 0.03683 | 0.038799 | 0.0444 | 0.1245 | 0.16222 | 0.1294 | 0.26741 | 0.052547 | 0.00015664 | 0.16792 | 0.34369 | 0.17379 | 0.068859 | 0.26107 | 0.26222 | 0.25981 | 0.19495 | 0.3169 | 0.055648 | 0.050538 | 0.23858 | 0 | 0.1114 | 0.00045072 | 0.37898 | 0.090354 | 0.22534 | 0.33864 | 0.4339 | 0 | 0 | 0.090089 | 0.19145 | 0.30371 | 0.33692 | 0.33449 | 0.43171 | 0 | 0.041706 | 0.062969 | 0.070246 | 0 | 0.12873 | 0.28154 | 0.23823 | 0.12822 | 0.29164 | 0.039314 | 0.028683 | 0.03841 | 0.00078566 | 0.00058028 | 0.0016055 | 0.26218 | 2.4887e-06 | 0 | 0.0065954 | 0.097902 | 0.4601 | 0.29053 | 0.25411 | 0.17031 | 0.18422 | 0.17436 | 0.4588 | 0.3508 | 0.052729 | 0.055648 | 0.053003 | 0.077244 | 0.088367 | 0.038877 | 0.048029 | 0.07688 | 0.074453 | 0.055648 | 0.055648 | 0.074453 | 0.061985 | 0.081179 | 0.017284 | 0.019543 | 0.042445 | 0.025502 | 0.09996 | 0.10378 | 0.092874 | 0.017125 | 0.14711 | 0.12442 | 0.3634 | 0.35055 | 0.17326 | 0.21712 | 0.11956 | 0.23627 | 0.21206 | 0.23872 | 0.26907 | 0.00078486 | 0.00049508 | 0.00023388 | 0.0003522 | 0.00043738 | 0.070246 | 0.28364 | 0.27562 | 0.10142 | 1.1169e-06 | 0.00010478 | 5.18e-07 | 0.41438 | 0.30049 | 0.32306 | 0.36 | 0.25051 | 0.05897 | 0.0078305 | 0.59513 | 0.32359 | 0.74115 | 0.32382 | 0.47456 | 0.35477 | 0.19191 | 0.47219 | 0.23539 | 0.27091 | 0.10462 | 0.068305 | 0.31306 | 0.01869 | 0.046305 | 0.2719 | 0.28626 | 0.16536 | 0.133 | 0.25845 | 0.22988 | 0.17419 | 0.047994 | 0.039348 | 0.09406 | 0.11818 | 0.055648 | 0.055648 | 0.017132 | 0.051542 | 0.038709 | 0.038877 | 0.030232 | 0.00011542 | 0.068236 | 0.096352 | 0.063277 | 0.030442 | 0.16421 | 0.27397 | 0.47969 | 0.08461 | 0.078404 | 0.097251 | 0.10583 | 0.37676 | 0.24256 | 0 | 0.044862 | 0.039845 | 0.090134 | 0.00034998 | 0.054817 | 0.086529 | 0.086529 | 0.086529 | 0.089783 | 0 | 0.029546 | 0.42215 | 0.28338 | 0.31885 | 0.28742 | 0.29506 | 0.25005 | 0.074621 | 0.33506 | 0.35739 | 0.0046219 | 0.0036601 | 0 | 0.11244 | 0.24387 | 0.31465 | 0.23885 | 0.28798 | 0.25139 | 0.0444 | 0 | 0.19722 | 0.34804 | 0.058046 | 0.0073543 | 0 | 0 | 0.10051 | 0.2206 | 0.052694 | 0.052694 | 0 | 0 | 0 | 0 | 0 | 0 | 0 | 0 | 0 | 0 | 0 | 0 | 0 | 0 | 0 | 0 | 0 | 0 | 0 | 0 | 0 | 0 | 0 | 0 | 0 | 0 | 0 | 0 | 0 | 0 | 0 | 0 | 0 | 0 | 0 | 0 | 0 | 0 | 0 | 0 | 0 | 0 | 0 | 0 | 0 | 0 | 0 | 0 | 0 | 0 | 0 | 0 | 0 | 0 | 0 | 0 | 0 | 0 | 0 | 0 | 0 | 0 | 0 | 0 | 0 | 0 | 0 | 0 | 0 | 0 | 0 | 0 | 0 | 0 | 0 | 0 | 0 | 0 | 0 | 0 | 0 | 0 | 0 | 0 | 0 | 0 | 0 | 0 | 0 | 0 | 0 | 0 | 0 | 0 | 0 | 0 | 0 | 0 | 0 | 0 | 0 | 0 | 0 | 0 | 0 | 0 | 0 | 0 | 0 | 0 | 0 | 0 | 0 | 0 | 0 | 0 | 0 | 0 | 0 | 0 | 0 | 0 | 0 | 0 | 0 | 0 | 0 | 0 | 0 | 0 | 0 | 0 | 0 | 0 | 0 | 0 | 0 | 0 | 0 | 0 | 0 | 0 | 0 | 0 | 0 | 0 | 0 | 0 | 0 | 0 | 0 | 0 | 0 | 0 | 0 | 0 | 0 | 0 | 0 | 0 | 0 | 0 | 0 | 0 | 0 | 0 | 0 | 0 | 0 | 0 | 0 | 0 | 0 | 0 | 0 | 0 | 0 | 0 | 0 | 0 | 0 | 0 | 0 | 0 | 0 | 0 | 0 | 0 | 0 | 0 | 0 | 0 | 0 | 0 | 0 | 0 | 0 | 0 | 0 | 0 | 0 | 0 | 0 | 0 | 0 | 0 | 0 | 0 | 0 | 0 | 0 | 0 | 0 | 0 | 0 | 0 | 0 | 0 | 0 | 0 | 0 | 0 | 0 | 0 | 0 | 0 | 0 | 0 | 0 | 0 | 0 | 0 | 0 | 0 | 0 | 0 | 0 | 0 | 0 | 0 | 0 | 0 | 0 | 0 | 0 | 0 | 0 | 0 | 0 | 0 | 0 | 0 | 0 | 0 | 0 | 0 | 0 | 0 | 0 | 0 | 0 | 0 | 0 | 0 | 0 | 0 | 0 | 0 | 0 | 0 | 0 | 0 | 0 | 0 | 0 | 0 | 0 | 0 | 0 | 0 | 0 | 0 | 0 | 0 | 0 | 0 | 0 | 0 | 0 | 0 | 0 | 0 | 0 | 0 | 0 | 0 | 0 | 0 | 0 | 0 | 0 | 0 | 0 | 0 | 0 | 0 | 0 | 0 | 0 | 0 | 0 | 0 | 0 | 0 | 0 | 0 | 0 | 0 | 0 | 0 | 0 | 0 | 0 | 0 | 0 | 0 | 0 | 0 | 0 | 0 | 0 | 0 | 0 | 0 | 0 | 0 | 0 | 0 | 0 | 0 | 0 | 0 | 0 | 0 | 0 | 0 | 0 | 0 | 0 | 0 | 0 | 0 | 0 | 0 | 0 | 0 | 0 | 0 | 0 | 0 | 0 | 0 | 0 | 0 | 0 | 0 | 0 | 0 | 0 | 0 | 0 | 0 | 0 | 0 | 0 | 0 | 0 | 0 | 0 | 0 | 0 | 0 | 0 | 0 | 0 | 0 | 0 | 0 | 0 | 0 | 0 | 0 | 0 | 0 | 0 | 0 | 0 | 0 | 0 | 0 | 0 | 0 | 0 | 0 | 0 | 0 | 0 | 0 | 0 | 0 | 0 | 0 | 0 | 0 | 0 | 0 | 0 | 0 | 0 | 0 | 0 | 0 | 0 | 0 | 0 | 0 | 0 | 0 | 0 | 0 | 0 | 0 | 0 | 0 | 0 | 0 | 0 | 0 | 0 | 0 | 0 | 0 | 0 | 0 | 0 | 0 | 0 | 0 | 0 | 0 | 0 | 0 | 0 | 0 | 0 | 0 | 0 | 0 | 0 | 0 | 0 | 0 | 0 | 0 | 0 | 0 | 0 | 0 | 0 | 0 | 0 | 0 | 0 | 0 | 0 | 0 | 0 | 0 | 0 | 0 | 0 | 0 | 0 | 0 | 0 | 0 | 0 | 0 | 0
19 | 0.39634 | 0.70825 | 0.87923 | 0.68766 | 0.99133 | 0.43085 | 0.32286 | 0.44168 | 0.48128 | 0.40931 | 0.48476 | 0.49997 | 0.37409 | 0.027299 | 0.55619 | 0.37228 | 8.685e-06 | 0.43511 | 0.37424 | 0.47791 | 0.41952 | 0.43303 | 0.61027 | 0.058965 | 0.20225 | 0.38496 | 0.41677 | 0.34357 | 0.41797 | 0.54914 | 0.29305 | 0.39927 | 0.52127 | 0.36621 | 0.4736 | 0.38265 | 0.36463 | 0.51896 | 0.40935 | 0.015513 | 0 | 0.07329 | 0.051487 | 0.073959 | 0.022927 | 0.39434 | 0.41623 | 0.43171 | 0.00032575 | 0.013771 | 0.30963 | 0.35537 | 0.42621 | 6.5177e-05 | 0.41386 | 0.34802 | 0.47931 | 0.27059 | 0.28181 | 0.23745 | 0.43413 | 0.39595 | 0.37821 | 0.44534 | 0.35016 | 0.30026 | 0.17732 | 0.092955 | 0.089256 | 0.17112 | 0.18627 | 0.16493 | 0.19015 | 0.027242 | 0.2985 | 0.34967 | 0.41038 | 0.056634 | 0.096349 | 0.059395 | 0.11533 | 0.2389 | 0.05634 | 0.073936 | 0.16087 | 0.040098 | 0.040754 | 0.00028988 | 0.036315 | 0.03699 | 0.038126 | 0.069531 | 0.036223 | 0.056012 | 0.031306 | 0.045834 | 0.017281 | 0.030325 | 0.079093 | 0.080591 | 0.13279 | 0.081741 | 0.077028 | 0.064971 | 0.076718 | 0.062508 | 0.031306 | 0.031307 | 0.056258 | 0.035182 | 0.069964 | 0.037149 | 0.039913 | 0.012548 | 0.081022 | 0.044802 | 0.080753 | 0.034845 | 0.28041 | 0.031306 | 0.037727 | 0.13049 | 0.057339 | 0.053003 | 0.10517 | 0.092238 | 0.053094 | 0.053094 | 0.10269 | 0.051185 | 0.10493 | 0.092161 | 0.06781 | 0.35793 | 0.10361 | 0.31448 | 0.34865 | 0.35919 | 0.33315 | 0.50905 | 0.092973 | 0.10973 | 0.11376 | 0.0902 | 0 | 0 | 0.30126 | 0.092817 | 0.12377 | 0.10182 | 0.13187 | 0.08529 | 0.051599 | 0.090966 | 0.21493 | 0.17524 | 0.084178 | 0.054855 | 0.040037 | 0.14943 | 0.082636 | 0.37433 | 0.32868 | 0.010283 | 7.6858e-05 | 0.00027931 | 9.2678e-05 | 0.0011144 | 0.076227 | 0.35712 | 0.3152 | 0.25049 | 0.20439 | 0.20282 | 0.063642 | 0.0097686 | 0.0098782 | 0.30818 | 0.0012488 | 0.00037388 | 9.2678e-05 | 0.15975 | 0 | 0 | 0.00020359 | 0.00011402 | 0.013932 | 4.1822e-05 | 0.00014594 | 0.0069898 | 0.00092055 | 0 | 0.080848 | 0.12479 | 0.00014382 | 0.0016599 | 0.00033298 | 4.0782e-05 | 0.25517 | 0.26081 | 0.00051999 | 0.00067042 | 0.24773 | 0.0012795 | 0.062514 | 0.056788 | 0.35365 | 0.30393 | 0.40075 | 0.38448 | 0.00069723 | 0.0014373 | 0.38496 | 0.46189 | 0.4311 | 0.03389 | 0.0036701 | 0.28409 | 0.18749 | 0.2689 | 1.6347e-08 | 0.19926 | 0.3527 | 0.301 | 0.38836 | 0.21342 | 0.5156 | 0.3947 | 0.42203 | 0.44899 | 0.45289 | 0.36141 | 0.47008 | 0.18365 | 0.014678 | 0.16056 | 0.19722 | 0.13377 | 0.16875 | 0.28386 | 0.35377 | 0.17409 | 0.1198 | 0.28095 | 0.017091 | 1.5974e-06 | 0 | 0.34778 | 0.21892 | 0.33817 | 0.3624 | 0.41875 | 0.016431 | 0.083496 | 0.20377 | 0.016778 | 0.49892 | 0.20613 | 0.16103 | 0.028365 | 0.39878 | 0.3697 | 0.24489 | 0.15136 | 0.43587 | 0.37666 | 0.45021 | 0.38565 | 0.37692 | 0.231 | 0.27102 | 0.19882 | 0.030088 | 0.08473 | 0.078071 | 0.011853 | 0.00026807 | 0.00025557 | 0.062142 | 0.052426 | 0.031827 | 0.4529 | 0.07805 | 0.078121 | 0 | 0.55103 | 0.00034682 | 0.00034322 | 0.00033298 | 0.11848 | 0.16397 | 0.077754 | 0.3342 | 0.044475 | 0.00013221 | 0.13687 | 0.50884 | 0.082126 | 0.065447 | 0.28498 | 0.30007 | 0.3136 | 0.11531 | 0.30493 | 0.062508 | 0.050032 | 0.21929 | 0.0001429 | 0.11345 | 0 | 0.36069 | 0.076227 | 0.23523 | 0.33027 | 0.4308 | 0 | 0 | 0.076003 | 0.18987 | 0.30654 | 0.41287 | 0.40119 | 0.46683 | 0 | 0.045874 | 0.071644 | 0.049416 | 0 | 0.077672 | 0.39653 | 0.34086 | 0.077581 | 0.43069 | 0.040678 | 0.038727 | 0.043276 | 0.0012267 | 0.00091592 | 0 | 0.37905 | 0 | 0 | 0.0048976 | 0.073491 | 0.48471 | 0.37703 | 0.32314 | 0.18302 | 0.19241 | 0.18752 | 0.40434 | 0.32197 | 0.0548 | 0.062508 | 0.05438 | 0.067783 | 0.073843 | 0.040037 | 0.053382 | 0.091207 | 0.077028 | 0.062508 | 0.062508 | 0.077028 | 0.060881 | 0.09754 | 0.015037 | 0.018034 | 0.047167 | 0.023534 | 0.11814 | 0.12149 | 0.087572 | 0.014826 | 0.14242 | 0.121 | 0.49789 | 0.44489 | 0.16875 | 0.21938 | 0.11212 | 0.3418 | 0.29851 | 0.31284 | 0.39752 | 0.0023394 | 0.0014131 | 0.0012516 | 0.0015835 | 0.0019847 | 0.049416 | 0.30838 | 0.30601 | 0.10247 | 0 | 0 | 0 | 0.37613 | 0.39638 | 0.47341 | 0.44419 | 0.34504 | 0.06668 | 0.010869 | 0.53117 | 0.40471 | 0.7064 | 0.2978 | 0.49817 | 0.44145 | 0.23466 | 0.55632 | 0.27642 | 0.38276 | 0.074716 | 0.014584 | 0.32568 | 0.0025515 | 0.00055494 | 0.41101 | 0.36202 | 0.18703 | 0.14867 | 0.2642 | 0.23081 | 0.19229 | 0.0021991 | 0.034833 | 0.10271 | 0.14055 | 0.062508 | 0.062508 | 0.014833 | 0.064329 | 0.039779 | 0.040037 | 0.0322 | 0.00010818 | 0.079532 | 0.10517 | 0.063039 | 0.025144 | 0.15861 | 0.27647 | 0.4715 | 0.079078 | 0.093171 | 0.10744 | 0.12377 | 0.50803 | 0.26027 | 0 | 0.044417 | 0.039432 | 0.076041 | 0.0011154 | 0.051599 | 0.080848 | 0.080848 | 0.080848 | 0.075989 | 0 | 0.031306 | 0.37794 | 0.40586 | 0.41595 | 0.37654 | 0.37552 | 0.27381 | 0.052709 | 0.26204 | 0.30981 | 0.0047409 | 0.004288 | 0 | 0.1157 | 0.27848 | 0.37761 | 0.23871 | 0.30396 | 0.26741 | 0.00033298 | 0 | 0.1438 | 0.31716 | 0.017286 | 0.00016432 | 0 | 0 | 0.063394 | 0.11754 | 0.054855 | 0.054855 | 0 | 0 | 0 | 0 | 0 | 0 | 0 | 0 | 0 | 0 | 0 | 0 | 0 | 0 | 0 | 0 | 0 | 0 | 0 | 0 | 0 | 0 | 0 | 0 | 0 | 0 | 0 | 0 | 0 | 0 | 0 | 0 | 0 | 0 | 0 | 0 | 0 | 0 | 0 | 0 | 0 | 0 | 0 | 0 | 0 | 0 | 0 | 0 | 0 | 0 | 0 | 0 | 0 | 0 | 0 | 0 | 0 | 0 | 0 | 0 | 0 | 0 | 0 | 0 | 0 | 0 | 0 | 0 | 0 | 0 | 0 | 0 | 0 | 0 | 0 | 0 | 0 | 0 | 0 | 0 | 0 | 0 | 0 | 0 | 0 | 0 | 0 | 0 | 0 | 0 | 0 | 0 | 0 | 0 | 0 | 0 | 0 | 0 | 0 | 0 | 0 | 0 | 0 | 0 | 0 | 0 | 0 | 0 | 0 | 0 | 0 | 0 | 0 | 0 | 0 | 0 | 0 | 0 | 0 | 0 | 0 | 0 | 0 | 0 | 0 | 0 | 0 | 0 | 0 | 0 | 0 | 0 | 0 | 0 | 0 | 0 | 0 | 0 | 0 | 0 | 0 | 0 | 0 | 0 | 0 | 0 | 0 | 0 | 0 | 0 | 0 | 0 | 0 | 0 | 0 | 0 | 0 | 0 | 0 | 0 | 0 | 0 | 0 | 0 | 0 | 0 | 0 | 0 | 0 | 0 | 0 | 0 | 0 | 0 | 0 | 0 | 0 | 0 | 0 | 0 | 0 | 0 | 0 | 0 | 0 | 0 | 0 | 0 | 0 | 0 | 0 | 0 | 0 | 0 | 0 | 0 | 0 | 0 | 0 | 0 | 0 | 0 | 0 | 0 | 0 | 0 | 0 | 0 | 0 | 0 | 0 | 0 | 0 | 0 | 0 | 0 | 0 | 0 | 0 | 0 | 0 | 0 | 0 | 0 | 0 | 0 | 0 | 0 | 0 | 0 | 0 | 0 | 0 | 0 | 0 | 0 | 0 | 0 | 0 | 0 | 0 | 0 | 0 | 0 | 0 | 0 | 0 | 0 | 0 | 0 | 0 | 0 | 0 | 0 | 0 | 0 | 0 | 0 | 0 | 0 | 0 | 0 | 0 | 0 | 0 | 0 | 0 | 0 | 0 | 0 | 0 | 0 | 0 | 0 | 0 | 0 | 0 | 0 | 0 | 0 | 0 | 0 | 0 | 0 | 0 | 0 | 0 | 0 | 0 | 0 | 0 | 0 | 0 | 0 | 0 | 0 | 0 | 0 | 0 | 0 | 0 | 0 | 0 | 0 | 0 | 0 | 0 | 0 | 0 | 0 | 0 | 0 | 0 | 0 | 0 | 0 | 0 | 0 | 0 | 0 | 0 | 0 | 0 | 0 | 0 | 0 | 0 | 0 | 0 | 0 | 0 | 0 | 0 | 0 | 0 | 0 | 0 | 0 | 0 | 0 | 0 | 0 | 0 | 0 | 0 | 0 | 0 | 0 | 0 | 0 | 0 | 0 | 0 | 0 | 0 | 0 | 0 | 0 | 0 | 0 | 0 | 0 | 0 | 0 | 0 | 0 | 0 | 0 | 0 | 0 | 0 | 0 | 0 | 0 | 0 | 0 | 0 | 0 | 0 | 0 | 0 | 0 | 0 | 0 | 0 | 0 | 0 | 0 | 0 | 0 | 0 | 0 | 0 | 0 | 0 | 0 | 0 | 0 | 0 | 0 | 0 | 0 | 0 | 0 | 0 | 0 | 0 | 0 | 0 | 0 | 0 | 0 | 0 | 0 | 0 | 0 | 0 | 0 | 0 | 0 | 0 | 0 | 0 | 0 | 0 | 0 | 0 | 0 | 0 | 0 | 0 | 0 | 0 | 0 | 0 | 0 | 0 | 0 | 0 | 0 | 0 | 0 | 0 | 0 | 0 | 0 | 0 | 0 | 0 | 0 | 0 | 0 | 0 | 0 | 0 | 0 | 0 | 0 | 0 | 0 | 0 | 0 | 0 | 0 | 0 | 0 | 0 | 0 | 0 | 0 | 0 | 0 | 0 | 0 | 0 | 0 | 0 | 0 | 0 | 0 | 0 | 0 | 0 | 0 | 0 | 0 | 0 | 0 | 0
20 | 0.38706 | 0.80176 | 0.91517 | 0.77193 | 0.99288 | 0.46691 | 0.3398 | 0.45671 | 0.56725 | 0.48604 | 0.56116 | 0.58317 | 0.42807 | 0.027352 | 0.70298 | 0.42875 | 1.0497e-06 | 0.4723 | 0.38055 | 0.45989 | 0.41579 | 0.42298 | 0.72549 | 0.089739 | 0.24495 | 0.37688 | 0.40956 | 0.34401 | 0.47719 | 0.63084 | 0.2774 | 0.47383 | 0.57135 | 0.44741 | 0.54721 | 0.45087 | 0.43261 | 0.66473 | 0.57013 | 0.031552 | 0 | 0.03291 | 0.02313 | 0.043208 | 0.014293 | 0.3796 | 0.40109 | 0.41733 | 0.00017084 | 0.01377 | 0.37569 | 0.29134 | 0.41116 | 0.0022997 | 0.4708 | 0.41655 | 0.53951 | 0.36754 | 0.26862 | 0.2496 | 0.52073 | 0.48142 | 0.47947 | 0.43671 | 0.35382 | 0.31029 | 0.15677 | 0.068801 | 0.065545 | 0.13822 | 0.16596 | 0.14978 | 0.17678 | 0.02125 | 0.30099 | 0.40056 | 0.46272 | 0.034932 | 0.067545 | 0.032376 | 0.086351 | 0.23625 | 0.034047 | 0.048284 | 0.14468 | 0.027046 | 0.027141 | 0.00030449 | 0.022724 | 0.025443 | 0.027082 | 0.051438 | 0.025651 | 0.036916 | 0.01726 | 0.027503 | 0.0028983 | 0.016271 | 0.050349 | 0.053598 | 0.11712 | 0.055349 | 0.051351 | 0.039396 | 0.051043 | 0.036954 | 0.01726 | 0.017261 | 0.027983 | 0.020188 | 0.060872 | 0.022427 | 0.026852 | 0.0086755 | 0.061094 | 0.03001 | 0.042697 | 0.02107 | 0.27998 | 0.01726 | 0.024356 | 0.10654 | 0.034898 | 0.028191 | 0.075224 | 0.064868 | 0.033714 | 0.033714 | 0.073249 | 0.035799 | 0.075036 | 0.068103 | 0.048935 | 0.32009 | 0.12199 | 0.29722 | 0.37851 | 0.30953 | 0.30251 | 0.54088 | 0.068817 | 0.087232 | 0.087895 | 0.066376 | 0 | 0 | 0.34651 | 0.06868 | 0.10266 | 0.072552 | 0.11298 | 0.058707 | 0.030081 | 0.067051 | 0.19058 | 0.16115 | 0.059329 | 0.025699 | 0.02699 | 0.11748 | 0.058815 | 0.36167 | 0.35309 | 0.006433 | 3.5353e-06 | 0 | 0 | 9.4043e-05 | 0.034391 | 0.37184 | 0.31299 | 0.22704 | 0.20076 | 0.19567 | 0.028553 | 0.0036359 | 0.0054957 | 0.35337 | 0.00087945 | 0 | 0 | 0.1153 | 0 | 0 | 0.00011466 | 8.6986e-07 | 0.01244 | 8.9295e-06 | 0.012002 | 0.043698 | 0.00062738 | 6.3866e-05 | 0.054629 | 0.093513 | 0.008143 | 0.0018714 | 0 | 1.5639e-05 | 0.32416 | 0.3258 | 0.00035292 | 0.0001981 | 0.21439 | 0.0015701 | 0.093396 | 0.092347 | 0.35745 | 0.30526 | 0.47536 | 0.4559 | 0.00081984 | 0.028732 | 0.37688 | 0.57554 | 0.50242 | 0.064344 | 0.0073248 | 0.26601 | 0.22796 | 0.24111 | 7.2839e-09 | 0.16924 | 0.43995 | 0.36289 | 0.35901 | 0.21312 | 0.65497 | 0.39127 | 0.53503 | 0.56465 | 0.54523 | 0.33922 | 0.58339 | 0.22376 | 0.018108 | 0.095697 | 0.12235 | 0.059748 | 0.093346 | 0.16447 | 0.41386 | 0.13252 | 0.091954 | 0.20545 | 0.011091 | 7.9872e-07 | 0 | 0.3919 | 0.25983 | 0.39133 | 0.46599 | 0.51785 | 0.015913 | 0.076556 | 0.19164 | 0.017029 | 0.56256 | 0.1242 | 0.1517 | 0 | 0.45635 | 0.42465 | 0.32404 | 0.12249 | 0.52037 | 0.36778 | 0.51314 | 0.45488 | 0.45133 | 0.1795 | 0.20548 | 0.17384 | 0.029905 | 0.068792 | 0.063459 | 0.0095908 | 0.00015451 | 0 | 0.045333 | 0.028968 | 0.017752 | 0.51519 | 0.035124 | 0.035117 | 0 | 0.52683 | 0 | 0 | 0 | 0.091735 | 0.13054 | 0.035831 | 0.33075 | 0.030415 | 6.6106e-05 | 0.089467 | 0.56062 | 0.024837 | 0.039261 | 0.27507 | 0.29026 | 0.30496 | 0.053042 | 0.19647 | 0.036954 | 0.032773 | 0.15554 | 4.2226e-05 | 0.086151 | 0.00042789 | 0.36837 | 0.034391 | 0.21697 | 0.34368 | 0.41721 | 0 | 0 | 0.034295 | 0.14064 | 0.2979 | 0.43391 | 0.38997 | 0.44572 | 0 | 0.04345 | 0.071057 | 0.024375 | 0 | 0.03599 | 0.54062 | 0.45379 | 0.036066 | 0.52437 | 0.02847 | 0.028683 | 0.030249 | 0.00034458 | 0.0002545 | 0 | 0.45116 | 6.337e-07 | 0 | 0.0028695 | 0.042685 | 0.46091 | 0.41023 | 0.33304 | 0.17319 | 0.18221 | 0.16088 | 0.3464 | 0.30581 | 0.025772 | 0.036954 | 0.026337 | 0.055728 | 0.056308 | 0.02699 | 0.033968 | 0.067263 | 0.051351 | 0.036954 | 0.036954 | 0.051351 | 0.037845 | 0.073011 | 0.0005999 | 0.0036692 | 0.033692 | 0.0131 | 0.096544 | 0.10015 | 0.060822 | 0.00038329 | 0.11342 | 0.091611 | 0.51545 | 0.44166 | 0.14104 | 0.19123 | 0.083332 | 0.43698 | 0.34972 | 0.33991 | 0.5091 | 0.0013218 | 0.00079333 | 0.00065085 | 0.00084602 | 0.0010334 | 0.024375 | 0.30916 | 0.32558 | 0.074949 | 1.4722e-06 | 6.9951e-05 | 6.1901e-07 | 0.43376 | 0.39446 | 0.58726 | 0.50081 | 0.41492 | 0.056184 | 0.012116 | 0.44468 | 0.42607 | 0.69002 | 0.31831 | 0.47149 | 0.43689 | 0.26689 | 0.64486 | 0.29102 | 0.45086 | 0.04171 | 0.006523 | 0.31242 | 0 | 5.344e-05 | 0.49018 | 0.33443 | 0.16656 | 0.1256 | 0.23337 | 0.19966 | 0.16896 | 0.0012842 | 0.030669 | 0.073264 | 0.12094 | 0.036954 | 0.036954 | 0.00039462 | 0.07939 | 0.026699 | 0.02699 | 0.018104 | 0.020491 | 0.058197 | 0.075224 | 0.039195 | 0.010877 | 0.13138 | 0.26969 | 0.45278 | 0.053144 | 0.069034 | 0.078843 | 0.10266 | 0.52438 | 0.24627 | 0 | 0.02877 | 0.025519 | 0.034325 | 0.00066166 | 0.030081 | 0.054629 | 0.054629 | 0.054629 | 0.036091 | 0 | 0.01726 | 0.4221 | 0.47873 | 0.4506 | 0.44399 | 0.47318 | 0.30716 | 0.026881 | 0.15041 | 0.21387 | 0.0036344 | 0.0032715 | 0 | 0.105 | 0.22977 | 0.34433 | 0.18555 | 0.23072 | 0.21041 | 0 | 0 | 0.073919 | 0.21513 | 0.0060857 | 0.0005284 | 0 | 0 | 0.029606 | 0.048079 | 0.025699 | 0.025699 | 0 | 0 | 0 | 0 | 0 | 0 | 0 | 0 | 0 | 0 | 0 | 0 | 0 | 0 | 0 | 0 | 0 | 0 | 0 | 0 | 0 | 0 | 0 | 0 | 0 | 0 | 0 | 0 | 0 | 0 | 0 | 0 | 0 | 0 | 0 | 0 | 0 | 0 | 0 | 0 | 0 | 0 | 0 | 0 | 0 | 0 | 0 | 0 | 0 | 0 | 0 | 0 | 0 | 0 | 0 | 0 | 0 | 0 | 0 | 0 | 0 | 0 | 0 | 0 | 0 | 0 | 0 | 0 | 0 | 0 | 0 | 0 | 0 | 0 | 0 | 0 | 0 | 0 | 0 | 0 | 0 | 0 | 0 | 0 | 0 | 0 | 0 | 0 | 0 | 0 | 0 | 0 | 0 | 0 | 0 | 0 | 0 | 0 | 0 | 0 | 0 | 0 | 0 | 0 | 0 | 0 | 0 | 0 | 0 | 0 | 0 | 0 | 0 | 0 | 0 | 0 | 0 | 0 | 0 | 0 | 0 | 0 | 0 | 0 | 0 | 0 | 0 | 0 | 0 | 0 | 0 | 0 | 0 | 0 | 0 | 0 | 0 | 0 | 0 | 0 | 0 | 0 | 0 | 0 | 0 | 0 | 0 | 0 | 0 | 0 | 0 | 0 | 0 | 0 | 0 | 0 | 0 | 0 | 0 | 0 | 0 | 0 | 0 | 0 | 0 | 0 | 0 | 0 | 0 | 0 | 0 | 0 | 0 | 0 | 0 | 0 | 0 | 0 | 0 | 0 | 0 | 0 | 0 | 0 | 0 | 0 | 0 | 0 | 0 | 0 | 0 | 0 | 0 | 0 | 0 | 0 | 0 | 0 | 0 | 0 | 0 | 0 | 0 | 0 | 0 | 0 | 0 | 0 | 0 | 0 | 0 | 0 | 0 | 0 | 0 | 0 | 0 | 0 | 0 | 0 | 0 | 0 | 0 | 0 | 0 | 0 | 0 | 0 | 0 | 0 | 0 | 0 | 0 | 0 | 0 | 0 | 0 | 0 | 0 | 0 | 0 | 0 | 0 | 0 | 0 | 0 | 0 | 0 | 0 | 0 | 0 | 0 | 0 | 0 | 0 | 0 | 0 | 0 | 0 | 0 | 0 | 0 | 0 | 0 | 0 | 0 | 0 | 0 | 0 | 0 | 0 | 0 | 0 | 0 | 0 | 0 | 0 | 0 | 0 | 0 | 0 | 0 | 0 | 0 | 0 | 0 | 0 | 0 | 0 | 0 | 0 | 0 | 0 | 0 | 0 | 0 | 0 | 0 | 0 | 0 | 0 | 0 | 0 | 0 | 0 | 0 | 0 | 0 | 0 | 0 | 0 | 0 | 0 | 0 | 0 | 0 | 0 | 0 | 0 | 0 | 0 | 0 | 0 | 0 | 0 | 0 | 0 | 0 | 0 | 0 | 0 | 0 | 0 | 0 | 0 | 0 | 0 | 0 | 0 | 0 | 0 | 0 | 0 | 0 | 0 | 0 | 0 | 0 | 0 | 0 | 0 | 0 | 0 | 0 | 0 | 0 | 0 | 0 | 0 | 0 | 0 | 0 | 0 | 0 | 0 | 0 | 0 | 0 | 0 | 0 | 0 | 0 | 0 | 0 | 0 | 0 | 0 | 0 | 0 | 0 | 0 | 0 | 0 | 0 | 0 | 0 | 0 | 0 | 0 | 0 | 0 | 0 | 0 | 0 | 0 | 0 | 0 | 0 | 0 | 0 | 0 | 0 | 0 | 0 | 0 | 0 | 0 | 0 | 0 | 0 | 0 | 0 | 0 | 0 | 0 | 0 | 0 | 0 | 0 | 0 | 0 | 0 | 0 | 0 | 0 | 0 | 0 | 0 | 0 | 0 | 0 | 0 | 0 | 0 | 0 | 0 | 0 | 0 | 0 | 0 | 0 | 0 | 0 | 0 | 0 | 0 | 0 | 0 | 0 | 0 | 0 | 0 | 0 | 0 | 0 | 0 | 0 | 0 | 0 | 0 | 0 | 0 | 0 | 0 | 0 | 0 | 0 | 0 | 0 | 0 | 0 | 0 | 0 | 0 | 0 | 0 | 0 | 0 | 0 | 0 | 0 | 0 | 0 | 0 | 0 | 0 | 0 | 0 | 0
21 | 0.38551 | 0.95294 | 0.92461 | 0.90662 | 0.99606 | 0.45599 | 0.3337 | 0.46214 | 0.54594 | 0.45818 | 0.6193 | 0.63565 | 0.38087 | 0.030411 | 0.70692 | 0.39061 | 4.367e-07 | 0.52602 | 0.44354 | 0.50586 | 0.44651 | 0.46873 | 0.74386 | 0.10626 | 0.23407 | 0.38294 | 0.41681 | 0.34381 | 0.43934 | 0.60615 | 0.22509 | 0.41639 | 0.5651 | 0.41719 | 0.52595 | 0.41103 | 0.39366 | 0.68054 | 0.59372 | 0.068505 | 0 | 0.0034937 | 0.002566 | 0.011124 | 0.0063203 | 0.40528 | 0.41068 | 0.43747 | 2.7608e-05 | 0.015267 | 0.39118 | 0.21749 | 0.43236 | 0.0033191 | 0.50518 | 0.41153 | 0.53791 | 0.37156 | 0.26809 | 0.25649 | 0.50924 | 0.49977 | 0.45516 | 0.44501 | 0.42231 | 0.38213 | 0.17187 | 0.079919 | 0.076177 | 0.15252 | 0.17808 | 0.1587 | 0.18891 | 0.014258 | 0.26519 | 0.36977 | 0.47502 | 0.040089 | 0.084886 | 0.032241 | 0.079055 | 0.23754 | 0.039711 | 0.059882 | 0.1324 | 0.02203 | 0.022679 | 7.9456e-05 | 0.011194 | 0.0081498 | 0.0069389 | 0.042326 | 0.0036871 | 0.03264 | 0.011785 | 0.025294 | 0.0019624 | 0.009746 | 0.047571 | 0.052289 | 0.13484 | 0.070081 | 0.065012 | 0.045011 | 0.064498 | 0.040923 | 0.011785 | 0.011786 | 0.021225 | 0.016731 | 0.044378 | 0.016501 | 0.021833 | 0.00061951 | 0.065609 | 0.022078 | 0.031719 | 0.0089497 | 0.28134 | 0.011785 | 0.01618 | 0.12207 | 0.037845 | 0.027729 | 0.095281 | 0.081352 | 0.039587 | 0.039587 | 0.09263 | 0.034184 | 0.095028 | 0.079116 | 0.052386 | 0.27437 | 0.11256 | 0.28361 | 0.36017 | 0.291 | 0.29877 | 0.57249 | 0.079938 | 0.10379 | 0.10844 | 0.077131 | 0 | 0 | 0.2932 | 0.07978 | 0.12377 | 0.091695 | 0.13342 | 0.057127 | 0.033912 | 0.077907 | 0.20714 | 0.17256 | 0.044477 | 0.019574 | 0.021977 | 0.1266 | 0.0657 | 0.38178 | 0.34269 | 7.6296e-05 | 0 | 1.828e-05 | 0 | 0 | 0.020446 | 0.36118 | 0.28345 | 0.24044 | 0.20596 | 0.1979 | 0.002416 | 0.00028173 | 0.00026018 | 0.33596 | 0.00079302 | 5.0099e-06 | 0 | 0.098559 | 0 | 0 | 0.000172 | 1.3049e-06 | 0.0067915 | 0.00027599 | 0.047063 | 0.051526 | 0.036846 | 0.0028987 | 0.053952 | 0.083486 | 0.0085722 | 0.0011459 | 0 | 4.8084e-05 | 0.32169 | 0.32916 | 0.00022132 | 0 | 0.23044 | 0.0035939 | 0.096715 | 0.10285 | 0.35063 | 0.29781 | 0.50427 | 0.48584 | 0.00050588 | 0.029273 | 0.38294 | 0.63137 | 0.51739 | 0.08631 | 0.048348 | 0.29028 | 0.24032 | 0.26317 | 0 | 0.18222 | 0.47223 | 0.39294 | 0.32123 | 0.21365 | 0.65011 | 0.40763 | 0.50983 | 0.53799 | 0.52089 | 0.36384 | 0.56213 | 0.23633 | 0.05088 | 0.057209 | 0.073192 | 0.025967 | 0.053804 | 0.097015 | 0.428 | 0.13009 | 0.09012 | 0.16738 | 0.01033 | 3.8736e-07 | 0 | 0.39591 | 0.30547 | 0.41589 | 0.49766 | 0.54642 | 0.019312 | 0.078182 | 0.18724 | 0.022279 | 0.59615 | 0.082434 | 0.15161 | 0 | 0.48937 | 0.42675 | 0.31453 | 0.10402 | 0.54917 | 0.32997 | 0.48735 | 0.4169 | 0.41603 | 0.14617 | 0.15086 | 0.16859 | 0.032982 | 0.041265 | 0.038315 | 0.0059403 | 0.00023177 | 0 | 2.8779e-05 | 0.03027 | 0.012182 | 0.48958 | 0.0039467 | 0.0038958 | 0 | 0.54985 | 0 | 0 | 0 | 0.072756 | 0.14095 | 0.0045339 | 0.34015 | 0.019983 | 3.206e-05 | 0.056097 | 0.55646 | 0.012951 | 0.037035 | 0.28254 | 0.29858 | 0.3158 | 0.033104 | 0.12801 | 0.040923 | 0.031057 | 0.11876 | 0 | 0.084234 | 0.027336 | 0.42003 | 0.020446 | 0.22795 | 0.41072 | 0.46591 | 0 | 0 | 0.020384 | 0.12462 | 0.29856 | 0.4965 | 0.41435 | 0.48467 | 0 | 0.035934 | 0.055272 | 0.012804 | 0 | 0.0046759 | 0.54052 | 0.43977 | 0.0047669 | 0.50911 | 0.01708 | 0.022673 | 0.02488 | 0 | 0 | 0 | 0.41417 | 0 | 0 | 0.00073354 | 0.010982 | 0.5054 | 0.38874 | 0.31704 | 0.18108 | 0.1943 | 0.17542 | 0.2947 | 0.25958 | 0.019813 | 0.040923 | 0.021661 | 0.028519 | 0.024845 | 0.021977 | 0.039878 | 0.078151 | 0.065012 | 0.040923 | 0.040923 | 0.065012 | 0.045265 | 0.084596 | 0.00039094 | 0.00249 | 0.021584 | 0.00036437 | 0.11514 | 0.12052 | 0.060871 | 0.00024281 | 0.11736 | 0.095271 | 0.52878 | 0.46118 | 0.15074 | 0.20428 | 0.076303 | 0.41892 | 0.33385 | 0.32915 | 0.48602 | 0.00011623 | 7.3709e-05 | 0.00012829 | 8.1225e-05 | 5.0518e-05 | 0.012804 | 0.31393 | 0.32896 | 0.072281 | 0.0014019 | 0.0041809 | 2.2535e-06 | 0.46989 | 0.41004 | 0.5663 | 0.46645 | 0.38112 | 0.054794 | 0.017893 | 0.36891 | 0.47993 | 0.72529 | 0.36786 | 0.51299 | 0.46507 | 0.2528 | 0.69958 | 0.25193 | 0.41094 | 0.0097923 | 0.00072918 | 0.32502 | 1.2757e-07 | 2.7426e-05 | 0.46942 | 0.28644 | 0.17878 | 0.14301 | 0.25038 | 0.21556 | 0.18169 | 7.2708e-07 | 0.017013 | 0.092651 | 0.1402 | 0.040923 | 0.040923 | 0.00024292 | 0.071443 | 0.02155 | 0.021977 | 0.012466 | 0.020475 | 0.065221 | 0.095281 | 0.046724 | 0.0014513 | 0.13094 | 0.27726 | 0.46831 | 0.052739 | 0.080219 | 0.098853 | 0.12377 | 0.54378 | 0.25679 | 0 | 0.027212 | 0.024123 | 0.020387 | 0.00012858 | 0.033912 | 0.053952 | 0.053952 | 0.053952 | 0.021864 | 0 | 0.011785 | 0.45433 | 0.50589 | 0.43081 | 0.47455 | 0.51632 | 0.31606 | 0.013495 | 0.099196 | 0.1487 | 0.00357 | 0.00073558 | 0 | 0.10016 | 0.16358 | 0.2745 | 0.13916 | 0.19134 | 0.17917 | 0 | 0 | 0.049269 | 0.15098 | 0.013152 | 0.033168 | 0 | 0 | 0.0084661 | 0.025263 | 0.019574 | 0.019574 | 0 | 0 | 0 | 0 | 0 | 0 | 0 | 0 | 0 | 0 | 0 | 0 | 0 | 0 | 0 | 0 | 0 | 0 | 0 | 0 | 0 | 0 | 0 | 0 | 0 | 0 | 0 | 0 | 0 | 0 | 0 | 0 | 0 | 0 | 0 | 0 | 0 | 0 | 0 | 0 | 0 | 0 | 0 | 0 | 0 | 0 | 0 | 0 | 0 | 0 | 0 | 0 | 0 | 0 | 0 | 0 | 0 | 0 | 0 | 0 | 0 | 0 | 0 | 0 | 0 | 0 | 0 | 0 | 0 | 0 | 0 | 0 | 0 | 0 | 0 | 0 | 0 | 0 | 0 | 0 | 0 | 0 | 0 | 0 | 0 | 0 | 0 | 0 | 0 | 0 | 0 | 0 | 0 | 0 | 0 | 0 | 0 | 0 | 0 | 0 | 0 | 0 | 0 | 0 | 0 | 0 | 0 | 0 | 0 | 0 | 0 | 0 | 0 | 0 | 0 | 0 | 0 | 0 | 0 | 0 | 0 | 0 | 0 | 0 | 0 | 0 | 0 | 0 | 0 | 0 | 0 | 0 | 0 | 0 | 0 | 0 | 0 | 0 | 0 | 0 | 0 | 0 | 0 | 0 | 0 | 0 | 0 | 0 | 0 | 0 | 0 | 0 | 0 | 0 | 0 | 0 | 0 | 0 | 0 | 0 | 0 | 0 | 0 | 0 | 0 | 0 | 0 | 0 | 0 | 0 | 0 | 0 | 0 | 0 | 0 | 0 | 0 | 0 | 0 | 0 | 0 | 0 | 0 | 0 | 0 | 0 | 0 | 0 | 0 | 0 | 0 | 0 | 0 | 0 | 0 | 0 | 0 | 0 | 0 | 0 | 0 | 0 | 0 | 0 | 0 | 0 | 0 | 0 | 0 | 0 | 0 | 0 | 0 | 0 | 0 | 0 | 0 | 0 | 0 | 0 | 0 | 0 | 0 | 0 | 0 | 0 | 0 | 0 | 0 | 0 | 0 | 0 | 0 | 0 | 0 | 0 | 0 | 0 | 0 | 0 | 0 | 0 | 0 | 0 | 0 | 0 | 0 | 0 | 0 | 0 | 0 | 0 | 0 | 0 | 0 | 0 | 0 | 0 | 0 | 0 | 0 | 0 | 0 | 0 | 0 | 0 | 0 | 0 | 0 | 0 | 0 | 0 | 0 | 0 | 0 | 0 | 0 | 0 | 0 | 0 | 0 | 0 | 0 | 0 | 0 | 0 | 0 | 0 | 0 | 0 | 0 | 0 | 0 | 0 | 0 | 0 | 0 | 0 | 0 | 0 | 0 | 0 | 0 | 0 | 0 | 0 | 0 | 0 | 0 | 0 | 0 | 0 | 0 | 0 | 0 | 0 | 0 | 0 | 0 | 0 | 0 | 0 | 0 | 0 | 0 | 0 | 0 | 0 | 0 | 0 | 0 | 0 | 0 | 0 | 0 | 0 | 0 | 0 | 0 | 0 | 0 | 0 | 0 | 0 | 0 | 0 | 0 | 0 | 0 | 0 | 0 | 0 | 0 | 0 | 0 | 0 | 0 | 0 | 0 | 0 | 0 | 0 | 0 | 0 | 0 | 0 | 0 | 0 | 0 | 0 | 0 | 0 | 0 | 0 | 0 | 0 | 0 | 0 | 0 | 0 | 0 | 0 | 0 | 0 | 0 | 0 | 0 | 0 | 0 | 0 | 0 | 0 | 0 | 0 | 0 | 0 | 0 | 0 | 0 | 0 | 0 | 0 | 0 | 0 | 0 | 0 | 0 | 0 | 0 | 0 | 0 | 0 | 0 | 0 | 0 | 0 | 0 | 0 | 0 | 0 | 0 | 0 | 0 | 0 | 0 | 0 | 0 | 0 | 0 | 0 | 0 | 0 | 0 | 0 | 0 | 0 | 0 | 0 | 0 | 0 | 0 | 0 | 0 | 0 | 0 | 0 | 0 | 0 | 0 | 0 | 0 | 0 | 0 | 0 | 0 | 0 | 0 | 0 | 0 | 0 | 0 | 0 | 0 | 0 | 0 | 0 | 0 | 0 | 0 | 0 | 0 | 0 | 0 | 0 | 0 | 0 | 0 | 0 | 0 | 0 | 0 | 0 | 0 | 0 | 0 | 0 | 0 | 0 | 0
22 | 0.39479 | 1 | 0.9372 | 0.94776 | 0.99906 | 0.45074 | 0.31921 | 0.46595 | 0.53854 | 0.44201 | 0.6596 | 0.66707 | 0.34989 | 0.046137 | 0.71123 | 0.33948 | 0.03388 | 0.56838 | 0.49514 | 0.5323 | 0.46707 | 0.50121 | 0.7604 | 0.12425 | 0.24273 | 0.36879 | 0.40341 | 0.33616 | 0.39638 | 0.60729 | 0.20172 | 0.40241 | 0.55702 | 0.37151 | 0.48295 | 0.35069 | 0.33491 | 0.67359 | 0.58473 | 0.082064 | 0 | 0.0013013 | 0.0010251 | 0.0027235 | 0.00054279 | 0.40676 | 0.39782 | 0.43711 | 8.5181e-07 | 0.044691 | 0.41212 | 0.17311 | 0.43198 | 0.00485 | 0.50853 | 0.42261 | 0.50242 | 0.37511 | 0.25274 | 0.24207 | 0.47 | 0.46922 | 0.42715 | 0.4321 | 0.4765 | 0.43906 | 0.18631 | 0.11162 | 0.10695 | 0.16442 | 0.19021 | 0.1662 | 0.19114 | 0.010448 | 0.25527 | 0.36337 | 0.49039 | 0.062903 | 0.11749 | 0.051973 | 0.078948 | 0.2233 | 0.051056 | 0.084732 | 0.12962 | 0.03365 | 0.035484 | 1.0972e-05 | 0.015137 | 0.0092282 | 0.0032141 | 0.05388 | 0.0023291 | 0.05031 | 0.026025 | 0.043291 | 0.0040774 | 0.020361 | 0.053958 | 0.05844 | 0.16229 | 0.096739 | 0.089941 | 0.069632 | 0.089419 | 0.065482 | 0.026025 | 0.026026 | 0.033365 | 0.032309 | 0.047762 | 0.02622 | 0.033548 | 0.00012091 | 0.085583 | 0.035843 | 0.038311 | 0.012598 | 0.27022 | 0.026025 | 0.024286 | 0.14149 | 0.04566 | 0.037884 | 0.13053 | 0.11326 | 0.061349 | 0.061349 | 0.12724 | 0.05008 | 0.13022 | 0.11062 | 0.074571 | 0.25321 | 0.10749 | 0.26595 | 0.31963 | 0.27658 | 0.26984 | 0.59417 | 0.11164 | 0.13974 | 0.14566 | 0.10814 | 0 | 0 | 0.28092 | 0.11144 | 0.16328 | 0.12608 | 0.16888 | 0.062369 | 0.042144 | 0.10911 | 0.21742 | 0.18166 | 0.046965 | 0.032267 | 0.033656 | 0.13615 | 0.075383 | 0.38738 | 0.32771 | 0.00015983 | 6.0481e-05 | 0.00045368 | 0 | 9.4043e-05 | 0.010828 | 0.3679 | 0.27717 | 0.24612 | 0.19855 | 0.19358 | 0.00036946 | 0.00023088 | 0.0003271 | 0.32134 | 0.0012377 | 0.00031088 | 0 | 0.091355 | 0 | 0 | 0.0003318 | 0.0003643 | 0.00065183 | 0.013384 | 0.066328 | 0.06422 | 0.060729 | 0.033093 | 0.060062 | 0.083907 | 0.010797 | 0.00051135 | 9.5223e-05 | 0.00020528 | 0.33154 | 0.32724 | 1.3626e-05 | 0 | 0.23925 | 0.0071233 | 0.098213 | 0.10759 | 0.34488 | 0.29106 | 0.53324 | 0.51356 | 0.00043814 | 0.03512 | 0.36879 | 0.62963 | 0.49541 | 0.096554 | 0.063546 | 0.29272 | 0.23789 | 0.27223 | 0 | 0.19381 | 0.45515 | 0.37186 | 0.29927 | 0.21692 | 0.64823 | 0.41356 | 0.50131 | 0.52889 | 0.50932 | 0.37049 | 0.55558 | 0.23436 | 0.072007 | 0.033167 | 0.042879 | 0.013626 | 0.030562 | 0.057098 | 0.44766 | 0.13658 | 0.10624 | 0.13366 | 0.012032 | 1.7182e-07 | 0 | 0.41086 | 0.30071 | 0.39847 | 0.50929 | 0.57647 | 0.028134 | 0.097297 | 0.19914 | 0.032832 | 0.63703 | 0.052034 | 0.16341 | 8.1962e-05 | 0.47994 | 0.44368 | 0.31455 | 0.088355 | 0.57613 | 0.29847 | 0.44523 | 0.35892 | 0.3624 | 0.12189 | 0.12089 | 0.17613 | 0.049393 | 0.020455 | 0.019425 | 0.0033381 | 0.00043747 | 0.00039345 | 0 | 0.039635 | 0.026403 | 0.44876 | 0.001564 | 0.0015564 | 0 | 0.54789 | 0.00052496 | 0.00041319 | 9.5223e-05 | 0.062248 | 0.1509 | 0.0016594 | 0.3404 | 0.01136 | 1.4221e-05 | 0.031317 | 0.55968 | 0.0066897 | 0.037407 | 0.27793 | 0.29601 | 0.31661 | 0.030187 | 0.089109 | 0.065482 | 0.036241 | 0.093516 | 0 | 0.088113 | 0.054836 | 0.44936 | 0.010828 | 0.22962 | 0.46061 | 0.49478 | 0 | 0 | 0.010793 | 0.11456 | 0.28004 | 0.54888 | 0.42582 | 0.50966 | 0 | 0.037583 | 0.053888 | 0.0040537 | 0 | 0.0016823 | 0.53343 | 0.43381 | 0.0016967 | 0.47028 | 0.021644 | 0.027522 | 0.032497 | 0 | 0 | 0 | 0.35804 | 0 | 0 | 0.00017993 | 0.0026965 | 0.53547 | 0.40083 | 0.32513 | 0.17746 | 0.19235 | 0.18887 | 0.26463 | 0.24252 | 0.032432 | 0.065482 | 0.033705 | 0.0032555 | 0.0018622 | 0.033656 | 0.061712 | 0.10941 | 0.089941 | 0.065482 | 0.065482 | 0.089941 | 0.059591 | 0.11604 | 0.0005664 | 0.0052565 | 0.032105 | 0.00041394 | 0.15182 | 0.15946 | 0.067235 | 0.00023541 | 0.12286 | 0.1029 | 0.53699 | 0.46725 | 0.15741 | 0.21156 | 0.076303 | 0.40666 | 0.3196 | 0.31239 | 0.47791 | 3.4637e-05 | 1.9845e-05 | 0.00010508 | 7.2676e-05 | 4.1133e-05 | 0.0040537 | 0.30004 | 0.30978 | 0.077632 | 0.027742 | 0.030736 | 0.025984 | 0.49606 | 0.41596 | 0.56004 | 0.43928 | 0.33187 | 0.082721 | 0.030239 | 0.32407 | 0.52453 | 0.7278 | 0.39982 | 0.54022 | 0.47879 | 0.25697 | 0.70296 | 0.24048 | 0.35048 | 0.0025084 | 0.00029072 | 0.31349 | 0.015677 | 0.00019216 | 0.43225 | 0.24288 | 0.19104 | 0.1632 | 0.25911 | 0.22523 | 0.1941 | 0.00013039 | 0.0025699 | 0.12726 | 0.16781 | 0.065482 | 0.065482 | 0.00023557 | 0.068284 | 0.033133 | 0.033656 | 0.026675 | 0.024212 | 0.09184 | 0.13053 | 0.062722 | 0.0011714 | 0.13096 | 0.26271 | 0.46026 | 0.058978 | 0.11197 | 0.13461 | 0.16328 | 0.55483 | 0.25684 | 0 | 0.032082 | 0.028419 | 0.010789 | 8.03e-05 | 0.042144 | 0.060062 | 0.060062 | 0.060062 | 0.0096987 | 6.7905e-07 | 0.026025 | 0.47089 | 0.53251 | 0.44362 | 0.49574 | 0.52206 | 0.29956 | 0.0046785 | 0.066276 | 0.1013 | 0.0037027 | 0 | 0 | 0.11208 | 0.12021 | 0.22043 | 0.1119 | 0.16201 | 0.15688 | 9.5223e-05 | 0 | 0.03941 | 0.10396 | 0.026747 | 0.059102 | 0 | 0 | 0.0028376 | 0.01315 | 0.032267 | 0.032267 | 0 | 0 | 0 | 0 | 0 | 0 | 0 | 0 | 0 | 0 | 0 | 0 | 0 | 0 | 0 | 0 | 0 | 0 | 0 | 0 | 0 | 0 | 0 | 0 | 0 | 0 | 0 | 0 | 0 | 0 | 0 | 0 | 0 | 0 | 0 | 0 | 0 | 0 | 0 | 0 | 0 | 0 | 0 | 0 | 0 | 0 | 0 | 0 | 0 | 0 | 0 | 0 | 0 | 0 | 0 | 0 | 0 | 0 | 0 | 0 | 0 | 0 | 0 | 0 | 0 | 0 | 0 | 0 | 0 | 0 | 0 | 0 | 0 | 0 | 0 | 0 | 0 | 0 | 0 | 0 | 0 | 0 | 0 | 0 | 0 | 0 | 0 | 0 | 0 | 0 | 0 | 0 | 0 | 0 | 0 | 0 | 0 | 0 | 0 | 0 | 0 | 0 | 0 | 0 | 0 | 0 | 0 | 0 | 0 | 0 | 0 | 0 | 0 | 0 | 0 | 0 | 0 | 0 | 0 | 0 | 0 | 0 | 0 | 0 | 0 | 0 | 0 | 0 | 0 | 0 | 0 | 0 | 0 | 0 | 0 | 0 | 0 | 0 | 0 | 0 | 0 | 0 | 0 | 0 | 0 | 0 | 0 | 0 | 0 | 0 | 0 | 0 | 0 | 0 | 0 | 0 | 0 | 0 | 0 | 0 | 0 | 0 | 0 | 0 | 0 | 0 | 0 | 0 | 0 | 0 | 0 | 0 | 0 | 0 | 0 | 0 | 0 | 0 | 0 | 0 | 0 | 0 | 0 | 0 | 0 | 0 | 0 | 0 | 0 | 0 | 0 | 0 | 0 | 0 | 0 | 0 | 0 | 0 | 0 | 0 | 0 | 0 | 0 | 0 | 0 | 0 | 0 | 0 | 0 | 0 | 0 | 0 | 0 | 0 | 0 | 0 | 0 | 0 | 0 | 0 | 0 | 0 | 0 | 0 | 0 | 0 | 0 | 0 | 0 | 0 | 0 | 0 | 0 | 0 | 0 | 0 | 0 | 0 | 0 | 0 | 0 | 0 | 0 | 0 | 0 | 0 | 0 | 0 | 0 | 0 | 0 | 0 | 0 | 0 | 0 | 0 | 0 | 0 | 0 | 0 | 0 | 0 | 0 | 0 | 0 | 0 | 0 | 0 | 0 | 0 | 0 | 0 | 0 | 0 | 0 | 0 | 0 | 0 | 0 | 0 | 0 | 0 | 0 | 0 | 0 | 0 | 0 | 0 | 0 | 0 | 0 | 0 | 0 | 0 | 0 | 0 | 0 | 0 | 0 | 0 | 0 | 0 | 0 | 0 | 0 | 0 | 0 | 0 | 0 | 0 | 0 | 0 | 0 | 0 | 0 | 0 | 0 | 0 | 0 | 0 | 0 | 0 | 0 | 0 | 0 | 0 | 0 | 0 | 0 | 0 | 0 | 0 | 0 | 0 | 0 | 0 | 0 | 0 | 0 | 0 | 0 | 0 | 0 | 0 | 0 | 0 | 0 | 0 | 0 | 0 | 0 | 0 | 0 | 0 | 0 | 0 | 0 | 0 | 0 | 0 | 0 | 0 | 0 | 0 | 0 | 0 | 0 | 0 | 0 | 0 | 0 | 0 | 0 | 0 | 0 | 0 | 0 | 0 | 0 | 0 | 0 | 0 | 0 | 0 | 0 | 0 | 0 | 0 | 0 | 0 | 0 | 0 | 0 | 0 | 0 | 0 | 0 | 0 | 0 | 0 | 0 | 0 | 0 | 0 | 0 | 0 | 0 | 0 | 0 | 0 | 0 | 0 | 0 | 0 | 0 | 0 | 0 | 0 | 0 | 0 | 0 | 0 | 0 | 0 | 0 | 0 | 0 | 0 | 0 | 0 | 0 | 0 | 0 | 0 | 0 | 0 | 0 | 0 | 0 | 0 | 0 | 0 | 0 | 0 | 0 | 0 | 0 | 0 | 0 | 0 | 0 | 0 | 0 | 0 | 0 | 0 | 0 | 0 | 0 | 0 | 0 | 0 | 0 | 0 | 0 | 0 | 0 | 0 | 0 | 0 | 0 | 0 | 0 | 0 | 0 | 0 | 0 | 0 | 0 | 0 | 0 | 0 | 0 | 0 | 0 | 0 | 0 | 0 | 0
23 | 0.41012 | 1 | 0.9435 | 0.94707 | 0.99982 | 0.44767 | 0.32814 | 0.45976 | 0.52471 | 0.43647 | 0.67258 | 0.672 | 0.30592 | 0.066277 | 0.67971 | 0.27485 | 0.049156 | 0.58826 | 0.51406 | 0.51546 | 0.46906 | 0.50288 | 0.74025 | 0.12809 | 0.22836 | 0.36071 | 0.39739 | 0.33747 | 0.3422 | 0.60087 | 0.20676 | 0.41792 | 0.55116 | 0.30064 | 0.41532 | 0.28533 | 0.27008 | 0.63368 | 0.53869 | 0.072914 | 0 | 1.8851e-06 | 1.9899e-05 | 0.0010995 | 0.00020401 | 0.39046 | 0.38357 | 0.41951 | 0 | 0.064178 | 0.42479 | 0.13482 | 0.41375 | 0.04583 | 0.49955 | 0.39271 | 0.45153 | 0.33679 | 0.25565 | 0.21486 | 0.37928 | 0.38951 | 0.34996 | 0.42588 | 0.49382 | 0.46267 | 0.1968 | 0.15458 | 0.15043 | 0.17585 | 0.20015 | 0.16463 | 0.18065 | 0.0085418 | 0.27025 | 0.38151 | 0.49783 | 0.12109 | 0.17457 | 0.11821 | 0.096185 | 0.21882 | 0.087216 | 0.13599 | 0.15549 | 0.058559 | 0.065114 | 0.00023119 | 0.025223 | 0.014383 | 0.0042835 | 0.11434 | 0.0034735 | 0.11482 | 0.078265 | 0.1035 | 0.026233 | 0.0605 | 0.087539 | 0.086885 | 0.18168 | 0.14375 | 0.13497 | 0.13895 | 0.13507 | 0.13976 | 0.078265 | 0.078266 | 0.087782 | 0.083883 | 0.098474 | 0.071504 | 0.058939 | 0.0048853 | 0.11645 | 0.092215 | 0.094982 | 0.021856 | 0.26284 | 0.078265 | 0.042283 | 0.16715 | 0.078285 | 0.080802 | 0.18739 | 0.16831 | 0.10984 | 0.10984 | 0.1837 | 0.078867 | 0.18704 | 0.15369 | 0.109 | 0.25466 | 0.12621 | 0.22746 | 0.2571 | 0.25025 | 0.22182 | 0.59264 | 0.15461 | 0.17804 | 0.19214 | 0.15149 | 0 | 0 | 0.30545 | 0.15443 | 0.19768 | 0.1824 | 0.19792 | 0.087427 | 0.076272 | 0.15235 | 0.21926 | 0.18145 | 0.099826 | 0.086777 | 0.058661 | 0.14916 | 0.10384 | 0.38331 | 0.33508 | 0.0020743 | 0.00079128 | 0.032154 | 5.8297e-05 | 0.00091321 | 0.00017979 | 0.39073 | 0.28897 | 0.25493 | 0.18405 | 0.18331 | 8.3437e-08 | 0.0016819 | 0.0034271 | 0.32125 | 0.0017453 | 0.010822 | 5.8297e-05 | 0.091317 | 0 | 0 | 0.00047017 | 0.0013189 | 0.00074102 | 0.039361 | 0.067197 | 0.055424 | 0.093506 | 0.060786 | 0.086529 | 0.1084 | 0.030199 | 0.00053645 | 0.00077683 | 0.043627 | 0.28227 | 0.27719 | 3.6148e-07 | 0 | 0.24551 | 0.01077 | 0.10463 | 0.1051 | 0.34522 | 0.28639 | 0.55962 | 0.53546 | 0.0010289 | 0.0087564 | 0.36071 | 0.60381 | 0.43443 | 0.091004 | 0.05996 | 0.27717 | 0.16798 | 0.27511 | 0 | 0.20394 | 0.39774 | 0.31468 | 0.25976 | 0.21058 | 0.61916 | 0.40763 | 0.48234 | 0.50765 | 0.49679 | 0.36529 | 0.53476 | 0.16563 | 0.10222 | 5.4792e-05 | 5.1864e-07 | 0.010781 | 0.0005922 | 0.034167 | 0.42858 | 0.14565 | 0.119 | 0.10208 | 0.014826 | 0 | 0 | 0.39985 | 0.26632 | 0.33937 | 0.4891 | 0.58028 | 0.042288 | 0.12214 | 0.20802 | 0.043855 | 0.68147 | 0.011551 | 0.17661 | 0.014234 | 0.45265 | 0.42236 | 0.27055 | 0.070069 | 0.57263 | 0.25525 | 0.39229 | 0.2937 | 0.2943 | 0.092593 | 0.08598 | 0.17942 | 0.070036 | 0.0027181 | 0.0026079 | 0.00090218 | 0.00059477 | 0.0015815 | 0 | 0.07894 | 0.078803 | 0.39664 | 2.9822e-06 | 0 | 0 | 0.52756 | 0.0021186 | 0.0017696 | 0.00077683 | 0.045944 | 0.16095 | 9.7054e-05 | 0.35076 | 0.0015733 | 0 | 4.4416e-06 | 0.54726 | 0.00055384 | 0.04628 | 0.28724 | 0.30868 | 0.3297 | 0.037126 | 0.044282 | 0.13976 | 0.044433 | 0.077141 | 0 | 0.10411 | 0.076228 | 0.44626 | 0.00017979 | 0.23905 | 0.47564 | 0.47988 | 0 | 0 | 0.00017903 | 0.11307 | 0.27755 | 0.58143 | 0.42009 | 0.49941 | 0 | 0.040562 | 0.05112 | 0 | 0 | 0.00011865 | 0.49783 | 0.41604 | 0.00013268 | 0.38341 | 0.03377 | 0.036834 | 0.050454 | 0 | 0 | 0 | 0.29096 | 0 | 0 | 7.2286e-05 | 0.0010804 | 0.52459 | 0.37265 | 0.29356 | 0.16274 | 0.17639 | 0.20029 | 0.25975 | 0.23852 | 0.086601 | 0.13976 | 0.085247 | 0.00055157 | 0.00067453 | 0.058661 | 0.11017 | 0.15262 | 0.13497 | 0.13976 | 0.13976 | 0.13497 | 0.097697 | 0.15859 | 0.017909 | 0.029029 | 0.087441 | 0.032839 | 0.18695 | 0.19449 | 0.092199 | 0.017125 | 0.13328 | 0.12039 | 0.52434 | 0.45691 | 0.16299 | 0.21883 | 0.092851 | 0.3948 | 0.31575 | 0.31766 | 0.46071 | 0.00053595 | 0.00030707 | 0.00033412 | 0.0074396 | 0.00055774 | 0 | 0.29386 | 0.28192 | 0.088237 | 0.046273 | 0.052537 | 0.045175 | 0.5134 | 0.41006 | 0.53888 | 0.40802 | 0.26631 | 0.095977 | 0.042624 | 0.31474 | 0.54451 | 0.70545 | 0.40369 | 0.52549 | 0.47407 | 0.22682 | 0.6843 | 0.26362 | 0.28517 | 0.0008969 | 4.7459e-05 | 0.29434 | 0.03395 | 0.027345 | 0.35044 | 0.19454 | 0.2013 | 0.18561 | 0.26456 | 0.23258 | 0.20497 | 0.00088099 | 0.00072541 | 0.18373 | 0.19543 | 0.13976 | 0.13976 | 0.017139 | 0.090643 | 0.058369 | 0.058661 | 0.079189 | 8.8953e-05 | 0.13024 | 0.18739 | 0.10334 | 0.0087294 | 0.14352 | 0.24492 | 0.44471 | 0.085908 | 0.15488 | 0.18808 | 0.19768 | 0.54356 | 0.2673 | 0 | 0.039667 | 0.035122 | 0.00017852 | 0.00030663 | 0.076272 | 0.086529 | 0.086529 | 0.086529 | 0.00016339 | 2.5709e-06 | 0.078265 | 0.488 | 0.53041 | 0.42094 | 0.4805 | 0.502 | 0.24298 | 0 | 0.04467 | 0.068309 | 0.036306 | 0 | 0 | 0.13436 | 0.075297 | 0.16242 | 0.083964 | 0.1249 | 0.12834 | 0.00077683 | 0 | 0.036988 | 0.059444 | 0.059267 | 0.085514 | 0 | 0 | 0 | 0.0010159 | 0.086777 | 0.086777 | 0 | 0 | 0 | 0 | 0 | 0 | 0 | 0 | 0 | 0 | 0 | 0 | 0 | 0 | 0 | 0 | 0 | 0 | 0 | 0 | 0 | 0 | 0 | 0 | 0 | 0 | 0 | 0 | 0 | 0 | 0 | 0 | 0 | 0 | 0 | 0 | 0 | 0 | 0 | 0 | 0 | 0 | 0 | 0 | 0 | 0 | 0 | 0 | 0 | 0 | 0 | 0 | 0 | 0 | 0 | 0 | 0 | 0 | 0 | 0 | 0 | 0 | 0 | 0 | 0 | 0 | 0 | 0 | 0 | 0 | 0 | 0 | 0 | 0 | 0 | 0 | 0 | 0 | 0 | 0 | 0 | 0 | 0 | 0 | 0 | 0 | 0 | 0 | 0 | 0 | 0 | 0 | 0 | 0 | 0 | 0 | 0 | 0 | 0 | 0 | 0 | 0 | 0 | 0 | 0 | 0 | 0 | 0 | 0 | 0 | 0 | 0 | 0 | 0 | 0 | 0 | 0 | 0 | 0 | 0 | 0 | 0 | 0 | 0 | 0 | 0 | 0 | 0 | 0 | 0 | 0 | 0 | 0 | 0 | 0 | 0 | 0 | 0 | 0 | 0 | 0 | 0 | 0 | 0 | 0 | 0 | 0 | 0 | 0 | 0 | 0 | 0 | 0 | 0 | 0 | 0 | 0 | 0 | 0 | 0 | 0 | 0 | 0 | 0 | 0 | 0 | 0 | 0 | 0 | 0 | 0 | 0 | 0 | 0 | 0 | 0 | 0 | 0 | 0 | 0 | 0 | 0 | 0 | 0 | 0 | 0 | 0 | 0 | 0 | 0 | 0 | 0 | 0 | 0 | 0 | 0 | 0 | 0 | 0 | 0 | 0 | 0 | 0 | 0 | 0 | 0 | 0 | 0 | 0 | 0 | 0 | 0 | 0 | 0 | 0 | 0 | 0 | 0 | 0 | 0 | 0 | 0 | 0 | 0 | 0 | 0 | 0 | 0 | 0 | 0 | 0 | 0 | 0 | 0 | 0 | 0 | 0 | 0 | 0 | 0 | 0 | 0 | 0 | 0 | 0 | 0 | 0 | 0 | 0 | 0 | 0 | 0 | 0 | 0 | 0 | 0 | 0 | 0 | 0 | 0 | 0 | 0 | 0 | 0 | 0 | 0 | 0 | 0 | 0 | 0 | 0 | 0 | 0 | 0 | 0 | 0 | 0 | 0 | 0 | 0 | 0 | 0 | 0 | 0 | 0 | 0 | 0 | 0 | 0 | 0 | 0 | 0 | 0 | 0 | 0 | 0 | 0 | 0 | 0 | 0 | 0 | 0 | 0 | 0 | 0 | 0 | 0 | 0 | 0 | 0 | 0 | 0 | 0 | 0 | 0 | 0 | 0 | 0 | 0 | 0 | 0 | 0 | 0 | 0 | 0 | 0 | 0 | 0 | 0 | 0 | 0 | 0 | 0 | 0 | 0 | 0 | 0 | 0 | 0 | 0 | 0 | 0 | 0 | 0 | 0 | 0 | 0 | 0 | 0 | 0 | 0 | 0 | 0 | 0 | 0 | 0 | 0 | 0 | 0 | 0 | 0 | 0 | 0 | 0 | 0 | 0 | 0 | 0 | 0 | 0 | 0 | 0 | 0 | 0 | 0 | 0 | 0 | 0 | 0 | 0 | 0 | 0 | 0 | 0 | 0 | 0 | 0 | 0 | 0 | 0 | 0 | 0 | 0 | 0 | 0 | 0 | 0 | 0 | 0 | 0 | 0 | 0 | 0 | 0 | 0 | 0 | 0 | 0 | 0 | 0 | 0 | 0 | 0 | 0 | 0 | 0 | 0 | 0 | 0 | 0 | 0 | 0 | 0 | 0 | 0 | 0 | 0 | 0 | 0 | 0 | 0 | 0 | 0 | 0 | 0 | 0 | 0 | 0 | 0 | 0 | 0 | 0 | 0 | 0 | 0 | 0 | 0 | 0 | 0 | 0 | 0 | 0 | 0 | 0 | 0 | 0 | 0 | 0 | 0 | 0 | 0 | 0 | 0 | 0 | 0 | 0 | 0 | 0 | 0 | 0 | 0 | 0 | 0 | 0 | 0 | 0 | 0 | 0 | 0 | 0 | 0 | 0 | 0 | 0 | 0 | 0 | 0 | 0 | 0

## Tabelle1
0 | 0 | 0 | 0 | 0 | 0 | 0 | 0 | 0 | 0 | 0 | 0 | 0 | 0 | 0 | 0 | 0 | 0 | 0 | 0 | 0 | 0 | 1 | 1 | 1 | 1 | 1 | 1 | 1 | 1 | 1 | 1 | 1 | 1 | 1 | 1 | 1 | 1 | 1 | 1 | 1 | 1 | 1 | 1 | 1 | 1 | 1 | 1 | 1 | 1 | 1 | 1 | 1 | 1 | 1 | 1 | 1 | 1 | 1 | 1 | 1 | 1 | 1 | 1 | 1 | 1 | 1 | 1 | 1 | 1 | 1 | 1 | 1 | 1 | 1 | 1 | 1 | 1 | 1 | 1 | 1 | 1 | 1 | 1 | 1 | 1 | 1 | 1 | 1 | 1 | 1 | 1 | 1 | 1 | 1 | 1 | 1 | 1 | 1 | 1 | 1 | 1 | 1 | 1 | 1 | 1 | 1 | 1 | 1 | 1 | 1 | 1 | 1 | 1 | 1 | 1 | 1 | 1 | 1 | 1 | 1 | 1 | 1 | 1 | 1 | 1 | 1 | 1 | 1 | 1 | 1 | 1 | 1 | 1 | 1 | 1 | 1 | 1 | 1 | 1 | 1 | 1 | 1 | 1 | 1 | 1 | 2 | 2 | 2 | 2 | 2 | 2 | 2 | 2 | 2 | 2 | 2 | 2 | 2 | 2 | 2 | 2 | 2 | 2 | 2 | 2 | 2 | 2 | 2 | 2 | 2 | 2 | 2 | 2 | 2 | 3 | 3 | 3 | 3 | 3 | 3 | 3 | 3 | 3 | 3 | 3 | 3 | 3 | 3 | 3 | 3 | 3 | 3 | 3 | 3 | 3 | 3 | 3 | 3 | 3 | 3 | 3 | 3 | 3 | 3 | 3 | 3 | 3 | 3 | 3 | 3 | 3 | 3 | 3 | 3 | 4 | 4 | 4 | 4 | 4 | 4 | 4 | 4 | 4 | 4 | 4 | 4 | 4 | 4 | 4 | 4 | 4 | 4 | 4 | 4 | 4 | 4 | 4 | 4 | 4 | 4 | 4 | 4 | 4 | 4 | 4 | 4 | 4 | 4 | 4 | 4 | 4 | 4 | 4 | 4 | 4 | 4 | 4 | 4 | 4 | 4 | 4 | 4 | 5 | 5 | 5 | 5 | 5 | 5 | 5 | 5 | 5 | 5 | 5 | 5 | 5 | 5 | 5 | 5 | 5 | 5 | 5 | 5 | 5 | 5 | 5 | 5 | 5 | 5 | 5 | 5 | 5 | 5 | 5 | 5 | 5 | 5 | 5 | 5 | 5 | 5 | 5 | 5 | 5 | 5 | 5 | 5 | 5 | 5 | 5 | 5 | 5 | 5 | 5 | 5 | 5 | 5 | 5 | 5 | 5 | 5 | 5 | 5 | 5 | 5 | 5 | 5 | 5 | 5 | 5 | 5 | 5 | 5 | 6 | 6 | 6 | 6 | 6 | 6 | 6 | 6 | 6 | 6 | 6 | 6 | 6 | 6 | 6 | 6 | 6 | 6 | 6 | 6 | 6 | 6 | 6 | 6 | 6 | 6 | 6 | 6 | 6 | 6 | 6 | 6 | 6 | 6 | 6 | 6 | 6 | 6 | 6 | 6 | 6 | 6 | 6 | 6 | 6 | 6 | 6 | 6 | 6 | 6 | 6 | 6 | 6 | 6 | 6 | 6 | 6 | 6 | 6 | 6 | 6 | 6 | 6 | 6 | 6 | 6 | 6 | 6 | 6 | 6 | 6 | 6 | 6 | 6 | 6 | 7 | 7 | 7 | 7 | 7 | 7 | 7 | 7 | 7 | 7 | 7 | 7 | 7 | 7 | 7 | 7 | 7 | 7 | 7 | 7 | 7 | 7 | 7 | 7 | 7 | 7 | 7 | 7 | 7 | 7 | 7 | 7 | 7 | 7 | 7 | 7 | 7 | 7 | 7 | 7 | 7 | 7 | 7 | 7 | 7 | 7 | 8 | 8 | 8 | 8 | 8 | 8 | 8 | 8 | 8 | 8 | 8 | 8 | 8 | 8 | 8 | 8 | 8 | 8 | 8 | 8 | 8 | 8 | 8 | 8 | 8 | 8 | 8 | 8 | 8 | 8 | 8 | 8 | 8 | 8 | 8 | 8 | 8 | 8 | 8 | 8 | 8 | 8 | 8 | 8 | 8 | 8 | 8 | 8 | 8 | 8 | 8 | 8 | 8 | 8 | 8 | 8 | 8 | 8 | 8 | 8 | 8 | 9 | 9 | 9 | 9 | 9 | 9 | 9 | 9 | 9 | 9 | 9 | 9 | 9 | 9 | 9 | 9 | 9 | 9 | 9 | 9 | 9 | 9 | 9 | 9 | 9 | 9 | 9 | 9 | 9 | 9 | 9 | 9 | 9 | 9 | 9 | 9 | 9 | 9 | 9 | 9 | 9 | 9 | 9 | 9 | 9 | 9 | 9 | 9 | 9 | 9 | 9 | 9 | 9 | 9 | 9 | 9 | 9 | 9 | 9 | 9 | 9 | 9 | 9 | 9 | 9 | 9 | 9 | 9 | 9 | 9 | 9 | 9 | 9 | 9 | 9 | 9 | 9 | 9 | 9 | 9 | 9 | 9 | 9 | 9 | 9 | 9 | 9 | 9 | 9 | 9 | 9 | 9 | 9 | 9 | 9 | 9 | 9 | 9 | 9 | 9 | 9 | 9 | 9 | 9 | 9 | 9 | 9 | 9 | 9 | 9 | 9 | 9 | 9 | 9 | 9 | 9 | 9 | 9 | 9 | 9 | 9 | 9 | 10 | 10 | 10 | 10 | 10 | 10 | 10 | 10 | 10 | 10 | 10 | 10 | 10 | 10 | 10 | 10 | 10 | 10 | 10 | 10 | 10 | 10 | 10 | 10 | 10 | 10 | 10 | 10 | 10 | 10 | 10 | 10 | 10 | 10 | 10 | 10 | 10 | 10 | 10 | 10 | 10 | 10 | 10 | 10 | 10 | 10 | 10 | 10 | 10 | 10 | 10 | 10 | 10 | 10 | 10 | 10 | 10 | 10 | 10 | 10 | 10 | 10 | 10 | 10 | 10 | 10 | 10 | 10 | 10 | 10 | 10 | 10 | 10 | 10 | 10 | 10 | 10 | 10 | 10 | 10 | 10 | 10 | 10 | 10 | 10 | 10 | 10 | 10 | 10 | 10 | 10 | 10 | 10 | 10 | 10 | 10 | 10 | 10 | 10 | 10 | 10 | 10 | 10 | 10 | 10 | 10 | 10 | 10 | 10 | 10 | 10 | 10 | 10 | 10 | 10 | 10 | 10 | 10 | 10 | 10 | 10 | 10 | 10 | 10 | 10 | 10 | 10 | 10 | 10 | 10 | 10 | 10 | 10 | 10 | 10 | 10 | 10 | 10 | 10 | 10 | 10 | 10 | 10 | 10 | 10 | 10 | 10 | 10 | 10 | 10 | 10 | 10 | 10 | 10 | 10 | 10 | 10 | 10 | 10 | 10 | 10 | 10 | 10 | 10 | 10 | 10 | 10 | 10 | 10 | 10 | 10 | 10 | 10 | 10 | 10 | 10 | 10 | 10 | 10 | 10 | 11 | 11 | 11 | 11 | 11 | 11 | 11 | 11 | 11 | 11 | 11 | 11 | 11 | 11 | 11 | 11 | 11 | 11 | 11 | 11 | 11 | 11 | 11 | 11 | 11 | 11 | 11 | 11 | 11 | 11 | 11 | 11 | 11 | 11 | 11 | 11 | 11 | 11 | 11 | 11 | 11 | 11 | 11 | 11 | 11 | 11 | 11 | 11 | 11 | 11 | 11 | 11 | 11 | 11 | 11 | 11 | 11 | 11 | 11 | 11 | 11 | 11 | 11 | 11 | 12 | 12 | 12 | 12 | 12 | 12 | 12 | 12 | 12 | 12 | 12 | 12 | 12 | 12 | 12 | 12 | 12 | 12 | 12 | 12 | 12 | 12 | 12 | 12 | 12 | 12 | 12 | 12 | 12 | 12 | 12 | 12 | 12 | 12 | 12 | 12 | 12 | 12 | 12 | 12 | 12 | 12 | 12 | 12 | 12 | 12 | 12 | 12 | 12 | 12 | 12 | 12 | 12 | 12 | 12 | 12 | 12 | 13 | 13 | 13 | 13 | 13 | 13 | 13 | 13 | 13 | 13 | 13 | 13 | 13 | 13 | 13 | 13 | 13 | 13 | 13 | 13 | 13 | 13 | 13 | 13 | 13 | 13 | 13 | 13 | 13 | 13 | 13 | 13 | 13 | 13 | 13 | 13 | 13 | 13 | 13 | 13 | 13 | 13 | 13 | 13
0.12226 | 0.0056026 | 0.00041523 | 0.0063215 | 0.00014297 | 5.3316e-08 | 0.02336 | 0.022854 | 0.017154 | 0.0032137 | 0.03476 | 0 | 0 | 0 | 0 | 0 | 0 | 0 | 0 | 0 | 0 | 0 | 0.16077 | 0.39138 | 0.39999 | 0.42695 | 0.45618 | 0.56079 | 0.10432 | 0.13552 | 0.089516 | 0.20195 | 0.059571 | 0.1708 | 0.18853 | 0.21688 | 0.1355 | 0.079476 | 0.083399 | 0.30642 | 0.19793 | 0.14874 | 0.0064583 | 0.18725 | 0.19853 | 0.55967 | 0.051101 | 0.08308 | 0.35886 | 0.24866 | 0.19545 | 0.11722 | 0.51345 | 0.0008196 | 0.0031118 | 0.6819 | 0.468 | 0.1692 | 0.38613 | 0.15507 | 0.42678 | 0.08501 | 0.099889 | 0.21688 | 0.20523 | 0.21073 | 0.27826 | 0.28666 | 0.33232 | 0.4072 | 0.13768 | 0.42651 | 0.54705 | 0.43799 | 0.00011547 | 0.19861 | 0.19901 | 0.19564 | 0.19853 | 0.19545 | 0.19545 | 0.19545 | 0.08308 | 0.08308 | 0 | 0 | 0 | 0 | 0 | 0 | 0 | 0 | 0 | 0 | 0 | 0 | 0 | 0 | 0 | 0 | 0 | 0 | 0 | 0 | 0 | 0 | 0 | 0 | 0 | 0 | 0 | 0 | 0 | 0 | 0 | 0 | 0 | 0 | 0 | 0 | 0 | 0 | 0 | 0 | 0 | 0 | 0 | 0 | 0 | 0 | 0 | 0 | 0 | 0 | 0 | 0 | 0 | 0 | 0 | 0 | 0 | 0 | 0 | 0 | 0 | 0 | 1 | 0.8719 | 0.99872 | 0.95207 | 0.99894 | 0.97768 | 0.97477 | 0.99093 | 0.98108 | 0.99801 | 0.99946 | 0.99829 | 0.9973 | 0.99808 | 0.99767 | 0 | 0 | 0 | 0 | 0 | 0 | 0 | 0 | 0 | 0 | 0 | 0 | 0 | 0 | 0.00013743 | 2.7799e-05 | 0.00022351 | 5.7344e-06 | 0 | 0 | 0.00044769 | 0 | 0 | 0 | 0 | 0 | 0 | 0.00031698 | 0 | 0 | 0 | 0 | 0 | 0 | 0 | 0 | 0 | 0 | 0 | 0 | 0 | 0 | 0 | 0 | 0 | 0 | 0 | 0 | 0 | 0 | 0 | 0 | 0 | 0 | 0 | 0 | 0 | 0 | 0 | 0 | 0 | 0 | 0 | 0 | 0 | 0 | 0 | 0 | 0 | 0 | 0 | 0 | 0 | 0.0039954 | 0 | 0 | 0 | 0 | 0 | 0 | 0 | 0 | 0 | 0 | 0 | 0 | 0 | 0 | 0 | 0 | 0 | 0 | 0 | 0 | 0 | 0 | 0 | 0 | 0 | 0 | 0 | 0 | 0.61301 | 0.38666 | 0.68015 | 0.59246 | 0.8624 | 0.92009 | 0.046477 | 0.20183 | 0.76216 | 0.64654 | 0.010313 | 0.072577 | 0.42112 | 0.39045 | 0.14379 | 0.11218 | 0.045934 | 0.77926 | 0.61209 | 0.65793 | 0.65232 | 0.68856 | 0.045891 | 0.33981 | 0.7231 | 0.60269 | 0.47331 | 0.43339 | 0.35587 | 0.36235 | 0.57012 | 0.23861 | 0.17394 | 0.69416 | 0.084225 | 0 | 0 | 0 | 0 | 0 | 0 | 0 | 0 | 0 | 0 | 0 | 0 | 0 | 0 | 0 | 0 | 0 | 0 | 0 | 0 | 0 | 0 | 0 | 0 | 0 | 0 | 0 | 0 | 0 | 0 | 0 | 0 | 0 | 0 | 0 | 1 | 1 | 0.99957 | 0.65818 | 0.83586 | 0.85119 | 0.85023 | 0.76849 | 0.8345 | 0.80354 | 0.7992 | 0.86528 | 0.76173 | 0.64338 | 0.42586 | 0.64318 | 0.62616 | 0.89658 | 0.81988 | 0.83586 | 0.71979 | 0.64763 | 0.69827 | 0.50407 | 0.31697 | 0.38804 | 0.47153 | 0.3274 | 0.57905 | 0.59142 | 0.77216 | 0.73766 | 0.64425 | 0.75079 | 0.52656 | 0.73366 | 0.87266 | 0.83421 | 0.32768 | 0 | 0 | 0 | 0 | 0 | 0 | 0 | 0 | 0 | 0 | 0 | 0 | 0 | 0 | 0 | 0 | 0 | 0 | 0 | 0 | 0 | 0 | 0 | 0 | 0 | 0 | 0 | 0 | 0 | 0 | 0 | 0 | 0 | 0 | 0 | 0 | 0.06796 | 0.57702 | 0.40463 | 0.42054 | 0.57947 | 0.1809 | 0.41522 | 0.25931 | 0.27276 | 0.7005 | 0.39797 | 0.36886 | 0.11948 | 0.30923 | 0.25893 | 0.25119 | 0.6537 | 0.13457 | 0.31989 | 0.32644 | 0.45944 | 0.47189 | 0.083858 | 0 | 0 | 0 | 0 | 0 | 0 | 0 | 0 | 0 | 0 | 0 | 0 | 0 | 0 | 0 | 0 | 0 | 0 | 0 | 0 | 0 | 0 | 0 | 0 | 0 | 0.00066349 | 0 | 0 | 0 | 0.019383 | 1.091e-08 | 7.3841e-08 | 0 | 0.0012634 | 0 | 0 | 0.0053303 | 0.0040937 | 0.0030236 | 0 | 0.0036194 | 0.0024758 | 7.4477e-08 | 0 | 0 | 0 | 0 | 0 | 0.0017496 | 0 | 0.014122 | 0 | 0.036191 | 0 | 0 | 0 | 0 | 0 | 0 | 0 | 0 | 0 | 0 | 0 | 0 | 0 | 0 | 0 | 0 | 0 | 0 | 0 | 0 | 0 | 0 | 0 | 0 | 0 | 0 | 0 | 0 | 0 | 0 | 0 | 0 | 0 | 0 | 0 | 0 | 8.8112e-05 | 0 | 0 | 0 | 0 | 0 | 0 | 0.00011817 | 0 | 5.4023e-06 | 0 | 8.5123e-05 | 2.8788e-09 | 0 | 0 | 0 | 9.1315e-06 | 7.2263e-06 | 0.00038348 | 0 | 0 | 0.00089821 | 0.00030435 | 0.023077 | 0 | 4.1311e-05 | 0 | 0 | 0 | 0 | 0 | 0.00028477 | 0.0022794 | 0 | 0 | 0 | 0 | 0 | 0 | 0 | 0 | 0 | 0 | 0 | 0 | 0 | 0 | 0.00021391 | 0 | 0 | 0 | 0 | 4.3603e-05 | 0 | 0 | 0.00052233 | 0 | 0 | 0 | 0 | 0 | 0 | 0 | 0 | 0 | 0 | 0 | 0 | 0 | 0 | 0 | 0 | 0 | 0 | 0 | 0 | 0 | 0 | 0 | 0 | 0 | 0 | 0 | 0 | 0 | 0 | 0 | 0 | 0 | 0 | 0 | 0 | 0 | 0 | 0 | 0 | 0 | 0 | 0 | 0 | 0 | 0 | 0 | 0 | 0 | 0 | 0 | 0 | 0 | 0 | 0 | 0 | 0 | 0 | 0 | 0 | 0 | 0.16204 | 0.15558 | 0.10236 | 0.23425 | 0.19601 | 0.051488 | 0.048181 | 0 | 0.039623 | 0.044256 | 0.0362 | 0.050215 | 0.0363 | 0.045613 | 0.0019965 | 0.045932 | 0.00036333 | 0.0069499 | 0.25387 | 0.22339 | 0.21479 | 0.11887 | 0.0019965 | 0.0019997 | 0.018081 | 0.00050639 | 0.0011083 | 0.050363 | 2.1734e-05 | 0.15016 | 0.0015773 | 0.031713 | 0.0019965 | 0.04245 | 0.25574 | 0.21515 | 0.092412 | 0.092412 | 0.24797 | 0.074439 | 0.255 | 0.16066 | 0.1093 | 0.16208 | 0.21224 | 0.25506 | 0.15723 | 0.1618 | 0.25426 | 0.24523 | 0.26638 | 0.15857 | 0.41591 | 0.051059 | 0.0019803 | 0.11887 | 0.063379 | 0.10528 | 0.080601 | 0.11887 | 0.051059 | 0.092915 | 0.15899 | 0.21688 | 0.11887 | 0.11887 | 0.17378 | 0.0001011 | 0.00045028 | 0.0010502 | 3.253e-05 | 0.23474 | 0.24743 | 7.646e-05 | 0.33152 | 0.24803 | 0.29488 | 0.11887 | 0.11887 | 7.6421e-05 | 0.049783 | 0.051059 | 0.0019687 | 0.13389 | 0.25574 | 0.01299 | 0.16267 | 0.25351 | 0.25426 | 0.0019965 | 0 | 0 | 0 | 0 | 0 | 0 | 0 | 0 | 0 | 0 | 0 | 0 | 0 | 0 | 0 | 0 | 0 | 0 | 0 | 0 | 0 | 0 | 0 | 0 | 0 | 0 | 0 | 0 | 0 | 0 | 0 | 0 | 0 | 0 | 0 | 0 | 0 | 0 | 0 | 0 | 0 | 0 | 0 | 0 | 0 | 0 | 0 | 0 | 0 | 0 | 0 | 0 | 0 | 0 | 0 | 0 | 0 | 0 | 0 | 0 | 0 | 0 | 0 | 0 | 0 | 0 | 0 | 0 | 0 | 0 | 0 | 0 | 0 | 0 | 0 | 0 | 0 | 0 | 0 | 0 | 0 | 0 | 0 | 0 | 0 | 0 | 0 | 0 | 0 | 0 | 0.95617 | 0.90101 | 0.88009 | 0.81449 | 0.68502 | 0.7553 | 0.84544 | 0.83207 | 0.77346 | 0.72721 | 0.62411 | 0.70273 | 0.9696 | 0.89107 | 0.98472 | 0.93217 | 0.77565 | 0.46642 | 0.4428 | 0.22223 | 0.49253 | 0.32688 | 0.78119 | 0.82479 | 0.76754 | 0.78334 | 0.72914 | 0.79655 | 0.89513 | 0.81771 | 0.84687 | 0.7382 | 0 | 0 | 0 | 0 | 0 | 0 | 0 | 0 | 0 | 0 | 0 | 0 | 0 | 0 | 0 | 0 | 0 | 0 | 0 | 0 | 0 | 0 | 0 | 0 | 0 | 0 | 0 | 0 | 0 | 0 | 0 | 0 | 1 | 0.94921 | 0.94919 | 0.93221 | 0.96187 | 0.98411 | 0.86247 | 0.93994 | 0.98632 | 0.99579 | 0.8869 | 1 | 0.9999 | 0.99965 | 0.90885 | 0.99183 | 0.99527 | 0.98663 | 0.98724 | 0.817 | 0.92965 | 0.96779 | 0.99948 | 0.93495 | 0.99461 | 0.99603 | 0.96216 | 0.85705 | 0.99717 | 0 | 0 | 0 | 0 | 0 | 0 | 0 | 0 | 0 | 0 | 0 | 0 | 0 | 0 | 0 | 0 | 0 | 0 | 0 | 0 | 0 | 0 | 0 | 0 | 0 | 0 | 0 | 0 | 0 | 0 | 0.030461 | 0.013066 | 0 | 0 | 0 | 0 | 0 | 0 | 2.5918e-05 | 0 | 0 | 0 | 0.00034341 | 0.003384 | 0 | 0 | 4.367e-05 | 0.00061618 | 0.00049582 | 8.3916e-05 | 0 | 0 | 0 | 0 | 0 | 0 | 0 | 0 | 0 | 0 | 0 | 0 | 0 | 0 | 0 | 0 | 0 | 0 | 0 | 0 | 0 | 0 | 0
0.16587 | 0.0084278 | 0.014149 | 0.011499 | 0.0073049 | 1.5418e-05 | 0.04753 | 0.05371 | 0.049324 | 0.02513 | 0.052349 | 0 | 0 | 0 | 0 | 0 | 0 | 0 | 0 | 0 | 0 | 0 | 0.27474 | 0.52832 | 0.55124 | 0.55521 | 0.51917 | 0.60892 | 0.15997 | 0.19662 | 0.19476 | 0.28818 | 0.13514 | 0.23905 | 0.2602 | 0.31385 | 0.20392 | 0.12399 | 0.13548 | 0.4319 | 0.27959 | 0.21602 | 0.052722 | 0.25849 | 0.2823 | 0.66048 | 0.091198 | 0.12861 | 0.49734 | 0.34971 | 0.26849 | 0.18166 | 0.6724 | 0.033722 | 0.050937 | 0.79261 | 0.61838 | 0.24326 | 0.53442 | 0.27747 | 0.57464 | 0.13118 | 0.15099 | 0.31385 | 0.29382 | 0.29001 | 0.39264 | 0.39701 | 0.47042 | 0.57528 | 0.19805 | 0.55665 | 0.68875 | 0.57719 | 0.0037226 | 0.28558 | 0.28925 | 0.26933 | 0.2823 | 0.26849 | 0.26849 | 0.26849 | 0.12861 | 0.12861 | 0 | 0 | 0 | 0 | 0 | 0 | 0 | 0 | 0 | 0 | 0 | 0 | 0 | 0 | 0 | 0 | 0 | 0 | 0 | 0 | 0 | 0 | 0 | 0 | 0 | 0 | 0 | 0 | 0 | 0 | 0 | 0 | 0 | 0 | 0 | 0 | 0 | 0 | 0 | 0 | 0 | 0 | 0 | 0 | 0 | 0 | 0 | 0 | 0 | 0 | 0 | 0 | 0 | 0 | 0 | 0 | 0 | 0 | 0 | 0 | 0 | 0 | 1 | 0.92048 | 0.99953 | 0.97938 | 0.9998 | 0.99363 | 0.99068 | 0.99129 | 0.99412 | 0.99972 | 0.99987 | 0.99942 | 0.99921 | 0.99866 | 0.9996 | 0 | 0 | 0 | 0 | 0 | 0 | 0 | 0 | 0 | 0 | 0 | 0 | 0 | 0 | 0 | 0 | 0 | 0 | 0 | 1.2628e-08 | 0 | 0 | 0 | 0 | 0 | 0 | 0 | 0 | 1.5386e-07 | 0 | 0 | 0 | 5.2404e-05 | 9.5664e-05 | 0 | 0 | 0 | 0 | 0 | 0 | 0 | 0 | 0 | 0 | 0 | 0 | 0 | 0 | 0 | 0 | 0 | 0 | 0 | 0 | 0 | 0 | 0 | 0 | 0 | 0 | 0 | 0 | 5.6269e-06 | 0 | 0 | 0 | 0 | 0 | 0 | 0 | 0 | 0 | 0 | 0.0068539 | 0 | 0 | 0 | 0 | 0 | 0 | 0 | 0 | 0 | 0 | 0 | 0 | 0 | 0 | 0 | 0 | 0 | 0 | 0 | 0 | 0 | 0 | 0 | 0 | 0 | 0 | 0 | 0 | 0.74712 | 0.53468 | 0.78566 | 0.70814 | 0.91163 | 0.96389 | 0.068204 | 0.30374 | 0.84564 | 0.77892 | 0.024064 | 0.18031 | 0.56413 | 0.52204 | 0.27485 | 0.23918 | 0.11252 | 0.85607 | 0.71581 | 0.75304 | 0.75749 | 0.78548 | 0.11072 | 0.50669 | 0.84381 | 0.73034 | 0.60614 | 0.56706 | 0.48574 | 0.50452 | 0.68175 | 0.37996 | 0.30668 | 0.79042 | 0.2007 | 0 | 0 | 0 | 0 | 0 | 0 | 0 | 0 | 0 | 0 | 0 | 0 | 0 | 0 | 0 | 0 | 0 | 0 | 0 | 0 | 0 | 0 | 0 | 0 | 0 | 0 | 0 | 0 | 0 | 0 | 0 | 0 | 0 | 0 | 0 | 1 | 1 | 0.99991 | 0.7961 | 0.91611 | 0.92415 | 0.91802 | 0.86599 | 0.90358 | 0.89975 | 0.89554 | 0.9318 | 0.8432 | 0.8034 | 0.60106 | 0.72272 | 0.69219 | 0.94068 | 0.88369 | 0.91611 | 0.78206 | 0.7971 | 0.83465 | 0.6715 | 0.46723 | 0.55047 | 0.64685 | 0.47574 | 0.62368 | 0.63128 | 0.89023 | 0.86235 | 0.79234 | 0.83774 | 0.6956 | 0.81302 | 0.93866 | 0.92683 | 0.48056 | 0 | 0 | 0 | 0 | 0 | 0 | 0 | 0 | 0 | 0 | 0 | 0 | 0 | 0 | 0 | 0 | 0 | 0 | 0 | 0 | 0 | 0 | 0 | 0 | 0 | 0 | 0 | 0 | 0 | 0 | 0 | 0 | 0 | 0 | 0 | 0 | 0.086165 | 0.6636 | 0.52254 | 0.5636 | 0.7 | 0.25672 | 0.51074 | 0.33655 | 0.31282 | 0.76715 | 0.50405 | 0.42736 | 0.17856 | 0.43375 | 0.37112 | 0.35821 | 0.75211 | 0.19129 | 0.38359 | 0.44643 | 0.53903 | 0.60116 | 0.12908 | 0 | 0 | 0 | 0 | 0 | 0 | 0 | 0 | 0 | 0 | 0 | 0 | 0 | 0 | 0 | 0 | 0 | 0 | 0 | 0 | 0 | 0 | 0 | 0 | 0 | 7.6227e-05 | 0 | 0 | 0 | 0.014207 | 0 | 0 | 0 | 0.00040251 | 0 | 0 | 0.00057338 | 0.014675 | 0.010839 | 0 | 0.0050545 | 0.0035774 | 8.8505e-08 | 0 | 0 | 0 | 0 | 0 | 0.0023316 | 0 | 0.01764 | 0 | 0.051142 | 0 | 0 | 0 | 0 | 0 | 0 | 0 | 0 | 0 | 0 | 0 | 0 | 0 | 0 | 0 | 0 | 0 | 0 | 0 | 0 | 0 | 0 | 0 | 0 | 0 | 0 | 0 | 0 | 0 | 0 | 0 | 0 | 0 | 0 | 0 | 2.2067e-05 | 0.00042621 | 0 | 0 | 0 | 0 | 0 | 0 | 0.00047915 | 0 | 6.6923e-05 | 0 | 0.0036176 | 2.7265e-05 | 9.9955e-06 | 3.3301e-06 | 2.7082e-05 | 0 | 0.04346 | 0.0052276 | 0 | 0 | 0.0039909 | 0.00049916 | 0.035974 | 0 | 0.0001592 | 0 | 0 | 0 | 0 | 0 | 0.00046704 | 0.024662 | 9.8127e-05 | 0 | 0 | 0 | 0 | 0 | 0 | 0 | 0 | 1.9268e-07 | 1.4883e-05 | 1.1722e-07 | 0 | 0 | 0.00082432 | 2.6733e-05 | 0 | 0 | 0 | 0.00010429 | 7.998e-05 | 0 | 0.00085666 | 0 | 0 | 0 | 0 | 0 | 0 | 0 | 0 | 0 | 0 | 0 | 0 | 0 | 0 | 0 | 0 | 0 | 0 | 0 | 0 | 0 | 0 | 0 | 0 | 0 | 0 | 0 | 0 | 0 | 0 | 0 | 0 | 0 | 0 | 0 | 0 | 0 | 0 | 0 | 0 | 0 | 0 | 0 | 0 | 0 | 0 | 0 | 0 | 0 | 0 | 0 | 0 | 0 | 0 | 0 | 0 | 0 | 0 | 0 | 0 | 0 | 0.2208 | 0.21286 | 0.1526 | 0.33633 | 0.28566 | 0.080232 | 0.076477 | 0 | 0.060329 | 0.058411 | 0.044871 | 0.085931 | 0.045991 | 0.071277 | 0.019451 | 0.077847 | 0.0031058 | 0.02315 | 0.32873 | 0.32245 | 0.31103 | 0.18146 | 0.019451 | 0.019455 | 0.040043 | 0.014938 | 0.0063463 | 0.078994 | 6.902e-05 | 0.19805 | 0.0098766 | 0.052218 | 0.019451 | 0.067555 | 0.36518 | 0.30812 | 0.1352 | 0.1352 | 0.35423 | 0.10954 | 0.36413 | 0.2191 | 0.15382 | 0.22084 | 0.28869 | 0.3561 | 0.21489 | 0.22051 | 0.34553 | 0.35037 | 0.36068 | 0.21653 | 0.5073 | 0.079851 | 0.019081 | 0.18146 | 0.083047 | 0.12466 | 0.10564 | 0.18146 | 0.079851 | 0.13582 | 0.21705 | 0.31385 | 0.18146 | 0.18146 | 0.23436 | 0.00048933 | 0.0039825 | 0.0036596 | 0.0001033 | 0.31671 | 0.33629 | 0.00024281 | 0.46468 | 0.35432 | 0.40625 | 0.18146 | 0.18146 | 0.00024268 | 0.078212 | 0.079851 | 0.018817 | 0.18504 | 0.36518 | 0.022722 | 0.22164 | 0.35937 | 0.34553 | 0.019451 | 0 | 0 | 0 | 0 | 0 | 0 | 0 | 0 | 0 | 0 | 0 | 0 | 0 | 0 | 0 | 0 | 0 | 0 | 0 | 0 | 0 | 0 | 0 | 0 | 0 | 0 | 0 | 0 | 0 | 0 | 0 | 0 | 0 | 0 | 0 | 0 | 0 | 0 | 0 | 0 | 0 | 0 | 0 | 0 | 0 | 0 | 0 | 0 | 0 | 0 | 0 | 0 | 0 | 0 | 0 | 0 | 0 | 0 | 0 | 0 | 0 | 0 | 0 | 0 | 0 | 0 | 0 | 0 | 0 | 0 | 0 | 0 | 0 | 0 | 0 | 0 | 0 | 0 | 0 | 0 | 0 | 0 | 0 | 0 | 0 | 0 | 0 | 0 | 0 | 0 | 0.9856 | 0.97034 | 0.95684 | 0.88826 | 0.88577 | 0.89338 | 0.95199 | 0.95185 | 0.87279 | 0.89639 | 0.76288 | 0.90761 | 0.99158 | 0.97448 | 0.99577 | 0.9832 | 0.8434 | 0.53696 | 0.56185 | 0.27217 | 0.61779 | 0.3604 | 0.91959 | 0.94323 | 0.91997 | 0.91979 | 0.91395 | 0.93189 | 0.96367 | 0.95524 | 0.95258 | 0.88411 | 0 | 0 | 0 | 0 | 0 | 0 | 0 | 0 | 0 | 0 | 0 | 0 | 0 | 0 | 0 | 0 | 0 | 0 | 0 | 0 | 0 | 0 | 0 | 0 | 0 | 0 | 0 | 0 | 0 | 0 | 0 | 0 | 1 | 0.97731 | 0.97963 | 0.97241 | 0.98709 | 0.99632 | 0.9376 | 0.9775 | 0.99631 | 0.99882 | 0.95231 | 1 | 0.99991 | 0.99993 | 0.95734 | 0.99851 | 0.99821 | 0.9968 | 0.99587 | 0.9076 | 0.97039 | 0.99155 | 0.99986 | 0.97657 | 0.99882 | 0.99908 | 0.9884 | 0.93243 | 0.99958 | 0 | 0 | 0 | 0 | 0 | 0 | 0 | 0 | 0 | 0 | 0 | 0 | 0 | 0 | 0 | 0 | 0 | 0 | 0 | 0 | 0 | 0 | 0 | 0 | 0 | 0 | 0 | 0 | 0 | 0 | 0.066676 | 0.022742 | 0 | 0 | 0 | 4.4784e-07 | 0 | 0 | 0.00015581 | 0 | 0 | 3.905e-05 | 0.0012297 | 0.0070694 | 0 | 0 | 0.00015749 | 0.0058042 | 0.0016086 | 0.00030056 | 0 | 0 | 0 | 0 | 0 | 0 | 0 | 0 | 0 | 0 | 0 | 0 | 0 | 0 | 0 | 0 | 0 | 0 | 0 | 0 | 0 | 0 | 1
0.19255 | 0.011653 | 0.031945 | 0.015542 | 0.042277 | 6.7328e-05 | 0.067577 | 0.068441 | 0.075357 | 0.035217 | 0.059797 | 0 | 0 | 0 | 0 | 0 | 0 | 0 | 0 | 0 | 0 | 0 | 0.39373 | 0.5675 | 0.63825 | 0.58373 | 0.52727 | 0.62501 | 0.20821 | 0.32015 | 0.32253 | 0.36507 | 0.27264 | 0.34136 | 0.36668 | 0.36613 | 0.24573 | 0.18365 | 0.22381 | 0.48622 | 0.36707 | 0.28915 | 0.15429 | 0.36846 | 0.36483 | 0.69175 | 0.16387 | 0.18935 | 0.60334 | 0.43073 | 0.37628 | 0.30491 | 0.7827 | 0.097887 | 0.12109 | 0.82941 | 0.6938 | 0.32025 | 0.64213 | 0.39 | 0.63469 | 0.19229 | 0.2149 | 0.36613 | 0.3653 | 0.3988 | 0.52262 | 0.51075 | 0.61341 | 0.71049 | 0.32124 | 0.58577 | 0.76894 | 0.6186 | 0.050254 | 0.35305 | 0.42364 | 0.37559 | 0.36483 | 0.37628 | 0.37628 | 0.37628 | 0.18935 | 0.18935 | 0 | 0 | 0 | 0 | 0 | 0 | 0 | 0 | 0 | 0 | 0 | 0 | 0 | 0 | 0 | 0 | 0 | 0 | 0 | 0 | 0 | 0 | 0 | 0 | 0 | 0 | 0 | 0 | 0 | 0 | 0 | 0 | 0 | 0 | 0 | 0 | 0 | 0 | 0 | 0 | 0 | 0 | 0 | 0 | 0 | 0 | 0 | 0 | 0 | 0 | 0 | 0 | 0 | 0 | 0 | 0 | 0 | 0 | 0 | 0 | 0 | 0 | 1 | 0.94258 | 0.99978 | 0.98861 | 0.99992 | 0.99774 | 0.99458 | 0.98878 | 0.99734 | 0.99987 | 0.99993 | 0.99971 | 0.99961 | 0.99637 | 0.99982 | 0 | 0 | 0 | 0 | 0 | 0 | 0 | 0 | 0 | 0 | 0 | 0 | 0 | 0 | 0 | 0 | 0.00014745 | 1.3589e-05 | 0.00019622 | 1.1363e-08 | 0 | 0 | 0 | 0 | 0.0017658 | 0 | 0 | 0 | 0.0002242 | 0 | 0 | 0 | 4.7156e-05 | 8.6083e-05 | 0 | 0 | 0 | 0 | 0 | 0 | 0 | 0 | 0 | 0 | 0 | 0 | 0 | 0 | 0 | 0 | 0 | 0 | 0 | 0 | 0 | 0 | 0 | 0 | 0 | 0 | 0 | 7.4841e-05 | 0.00039726 | 0 | 0 | 0 | 0 | 0 | 0 | 0 | 0 | 0 | 7.7937e-05 | 0.01003 | 0 | 0 | 0 | 0 | 0 | 0 | 0 | 0 | 0 | 0 | 0 | 0 | 0 | 0 | 0 | 0 | 0 | 0 | 0 | 0 | 0 | 0 | 0 | 0 | 0 | 0 | 0 | 0 | 0.8343 | 0.62995 | 0.8579 | 0.79523 | 0.94699 | 0.981 | 0.090092 | 0.37049 | 0.89259 | 0.84485 | 0.059491 | 0.27809 | 0.65727 | 0.59702 | 0.36335 | 0.29806 | 0.15684 | 0.91195 | 0.79141 | 0.831 | 0.83312 | 0.85576 | 0.15443 | 0.59394 | 0.91114 | 0.81765 | 0.67694 | 0.63449 | 0.55399 | 0.58717 | 0.75494 | 0.47405 | 0.37604 | 0.86032 | 0.25034 | 0 | 0 | 0 | 0 | 0 | 0 | 0 | 0 | 0 | 0 | 0 | 0 | 0 | 0 | 0 | 0 | 0 | 0 | 0 | 0 | 0 | 0 | 0 | 0 | 0 | 0 | 0 | 0 | 0 | 0 | 0 | 0 | 0 | 0 | 0 | 1 | 1 | 0.99994 | 0.8709 | 0.94298 | 0.9486 | 0.94194 | 0.89886 | 0.92603 | 0.9222 | 0.91956 | 0.95453 | 0.87074 | 0.88207 | 0.7276 | 0.7524 | 0.72221 | 0.95683 | 0.90997 | 0.94298 | 0.79776 | 0.87192 | 0.8937 | 0.77672 | 0.58664 | 0.66684 | 0.76024 | 0.61289 | 0.65438 | 0.65524 | 0.93271 | 0.91092 | 0.86735 | 0.8581 | 0.80234 | 0.8356 | 0.96061 | 0.95568 | 0.60939 | 0 | 0 | 0 | 0 | 0 | 0 | 0 | 0 | 0 | 0 | 0 | 0 | 0 | 0 | 0 | 0 | 0 | 0 | 0 | 0 | 0 | 0 | 0 | 0 | 0 | 0 | 0 | 0 | 0 | 0 | 0 | 0 | 0 | 0 | 0 | 0 | 0.11035 | 0.6597 | 0.55357 | 0.60249 | 0.73481 | 0.29335 | 0.55723 | 0.3839 | 0.3496 | 0.77684 | 0.55039 | 0.47911 | 0.22433 | 0.49302 | 0.42996 | 0.42122 | 0.78489 | 0.22645 | 0.43941 | 0.50509 | 0.59054 | 0.62222 | 0.17166 | 0 | 0 | 0 | 0 | 0 | 0 | 0 | 0 | 0 | 0 | 0 | 0 | 0 | 0 | 0 | 0 | 0 | 0 | 0 | 0 | 0 | 0 | 0 | 0 | 0 | 6.8546e-05 | 0 | 0 | 0 | 0.0014947 | 0 | 0 | 0 | 0.00036311 | 0 | 0 | 0.00051333 | 0.025043 | 0.018497 | 0.0067891 | 0.005567 | 0.0040589 | 9.3181e-08 | 0 | 0 | 0 | 0 | 0 | 0.002537 | 1.5417e-06 | 0.017975 | 0 | 0.056924 | 0 | 0 | 0 | 0 | 0 | 0 | 0 | 0 | 0 | 0 | 0 | 0 | 0 | 0 | 0 | 0 | 0 | 0 | 0 | 0 | 0 | 0 | 0 | 0 | 0 | 0 | 0 | 0 | 0 | 0 | 0 | 0 | 0 | 0 | 0 | 2.6266e-05 | 0.00038469 | 0 | 0 | 0 | 0 | 0 | 0 | 0.00043076 | 0 | 6.1158e-05 | 2.7255e-05 | 0.009384 | 0.00029529 | 0.00011858 | 3.6227e-06 | 2.569e-05 | 0 | 0.092044 | 0.046742 | 0 | 0 | 0.010509 | 0.00050843 | 0.041878 | 0 | 0.00014294 | 0 | 0 | 0 | 0 | 0 | 0.00047572 | 0.034556 | 0.000651 | 0 | 0 | 0 | 0 | 0 | 0 | 0 | 0 | 1.7834e-06 | 0.00011175 | 1.085e-06 | 0 | 0 | 0.00074013 | 2.5007e-05 | 0 | 0 | 0 | 0.0046327 | 0.00057133 | 0 | 0.00087258 | 0 | 0 | 0 | 0 | 0 | 0 | 0 | 0 | 0 | 0 | 0 | 0 | 0 | 0 | 0 | 0 | 0 | 0 | 0 | 0 | 0 | 0 | 0 | 0 | 0 | 0 | 0 | 0 | 0 | 0 | 0 | 0 | 0 | 0 | 0 | 0 | 0 | 0 | 0 | 0 | 0 | 0 | 0 | 0 | 0 | 0 | 0 | 0 | 0 | 0 | 0 | 0 | 0 | 0 | 0 | 0 | 0 | 0 | 0 | 0 | 0 | 0.23643 | 0.22906 | 0.18111 | 0.37932 | 0.33525 | 0.099404 | 0.09541 | 2.5876e-06 | 0.076668 | 0.06996 | 0.053372 | 0.12673 | 0.056267 | 0.10848 | 0.037175 | 0.1056 | 0.015641 | 0.040263 | 0.34148 | 0.37303 | 0.36304 | 0.22113 | 0.037175 | 0.037179 | 0.05849 | 0.046283 | 0.031417 | 0.098256 | 0.0033741 | 0.20946 | 0.039278 | 0.069922 | 0.037175 | 0.086136 | 0.4073 | 0.34535 | 0.15699 | 0.15699 | 0.39539 | 0.12806 | 0.40617 | 0.23485 | 0.17119 | 0.23647 | 0.30545 | 0.38696 | 0.23094 | 0.23615 | 0.36325 | 0.39119 | 0.37783 | 0.23247 | 0.52367 | 0.099136 | 0.037256 | 0.22113 | 0.094408 | 0.13207 | 0.11731 | 0.22113 | 0.099136 | 0.15757 | 0.23295 | 0.36613 | 0.22113 | 0.22113 | 0.24878 | 0.012194 | 0.016796 | 0.031497 | 0.0052582 | 0.33304 | 0.35386 | 0.011869 | 0.51282 | 0.39548 | 0.43368 | 0.22113 | 0.22113 | 0.011864 | 0.097438 | 0.099136 | 0.037314 | 0.2016 | 0.4073 | 0.03748 | 0.23728 | 0.39758 | 0.36325 | 0.037175 | 0 | 0 | 0 | 0 | 0 | 0 | 0 | 0 | 0 | 0 | 0 | 0 | 0 | 0 | 0 | 0 | 0 | 0 | 0 | 0 | 0 | 0 | 0 | 0 | 0 | 0 | 0 | 0 | 0 | 0 | 0 | 0 | 0 | 0 | 0 | 0 | 0 | 0 | 0 | 0 | 0 | 0 | 0 | 0 | 0 | 0 | 0 | 0 | 0 | 0 | 0 | 0 | 0 | 0 | 0 | 0 | 0 | 0 | 0 | 0 | 0 | 0 | 0 | 0 | 0 | 0 | 0 | 0 | 0 | 0 | 0 | 0 | 0 | 0 | 0 | 0 | 0 | 0 | 0 | 0 | 0 | 0 | 0 | 0 | 0 | 0 | 0 | 0 | 0 | 0 | 0.99245 | 0.98289 | 0.97009 | 0.91121 | 0.9333 | 0.93106 | 0.97198 | 0.97046 | 0.90303 | 0.92557 | 0.79209 | 0.95865 | 0.99604 | 0.98669 | 0.99796 | 0.99258 | 0.8654 | 0.53846 | 0.58653 | 0.26877 | 0.65736 | 0.3674 | 0.95139 | 0.9667 | 0.95272 | 0.95117 | 0.94784 | 0.95989 | 0.97704 | 0.97426 | 0.97233 | 0.92148 | 0 | 0 | 0 | 0 | 0 | 0 | 0 | 0 | 0 | 0 | 0 | 0 | 0 | 0 | 0 | 0 | 0 | 0 | 0 | 0 | 0 | 0 | 0 | 0 | 0 | 0 | 0 | 0 | 0 | 0 | 0 | 0 | 1 | 0.98673 | 0.99022 | 0.98482 | 0.99508 | 0.99914 | 0.9618 | 0.9899 | 0.99859 | 0.99752 | 0.97292 | 0.99958 | 0.99885 | 0.99923 | 0.97377 | 0.999 | 0.99451 | 0.99921 | 0.99797 | 0.94094 | 0.98366 | 0.99821 | 0.9991 | 0.98896 | 0.99965 | 0.99721 | 0.99548 | 0.95692 | 0.99663 | 0 | 0 | 0 | 0 | 0 | 0 | 0 | 0 | 0 | 0 | 0 | 0 | 0 | 0 | 0 | 0 | 0 | 0 | 0 | 0 | 0 | 0 | 0 | 0 | 0 | 0 | 0 | 0 | 0 | 0 | 0.13235 | 0.028013 | 1.5862e-05 | 0 | 0 | 5.2657e-07 | 0 | 0 | 0.022122 | 0 | 3.1485e-08 | 7.1101e-05 | 0.0010229 | 0.0065139 | 0 | 0 | 0.00013101 | 0.045295 | 0.0059349 | 0.011765 | 0 | 0 | 0 | 0 | 0 | 0 | 0 | 0 | 0 | 0 | 0 | 0 | 0 | 0 | 0 | 0 | 0 | 0 | 0 | 0 | 0 | 0 | 2
0.18739 | 0.012252 | 0.030688 | 0.015052 | 0.040243 | 7.1042e-05 | 0.062778 | 0.066357 | 0.076749 | 0.034035 | 0.056881 | 0 | 0 | 0 | 0 | 0 | 0 | 0 | 0 | 0 | 0 | 0 | 0.53934 | 0.51979 | 0.60591 | 0.53831 | 0.51687 | 0.63721 | 0.21405 | 0.41986 | 0.44804 | 0.37039 | 0.39214 | 0.38519 | 0.41059 | 0.34348 | 0.23945 | 0.20249 | 0.27608 | 0.4492 | 0.38505 | 0.30387 | 0.23478 | 0.41979 | 0.37656 | 0.65914 | 0.20644 | 0.20801 | 0.58564 | 0.42954 | 0.41981 | 0.40523 | 0.74612 | 0.15819 | 0.18649 | 0.78986 | 0.64746 | 0.33374 | 0.61744 | 0.54106 | 0.5866 | 0.21083 | 0.23255 | 0.34348 | 0.36449 | 0.43672 | 0.5446 | 0.52079 | 0.61001 | 0.68546 | 0.41969 | 0.53934 | 0.72887 | 0.56959 | 0.081911 | 0.35 | 0.50427 | 0.41719 | 0.37656 | 0.41981 | 0.41981 | 0.41981 | 0.20801 | 0.20801 | 0 | 0 | 0 | 0 | 0 | 0 | 0 | 0 | 0 | 0 | 0 | 0 | 0 | 0 | 0 | 0 | 0 | 0 | 0 | 0 | 0 | 0 | 0 | 0 | 0 | 0 | 0 | 0 | 0 | 0 | 0 | 0 | 0 | 0 | 0 | 0 | 0 | 0 | 0 | 0 | 0 | 0 | 0 | 0 | 0 | 0 | 0 | 0 | 0 | 0 | 0 | 0 | 0 | 0 | 0 | 0 | 0 | 0 | 0 | 0 | 0 | 0 | 1 | 0.97049 | 0.99985 | 0.99542 | 0.99992 | 0.99867 | 0.99605 | 0.99142 | 0.99832 | 0.99983 | 0.99993 | 0.99978 | 0.99974 | 0.99881 | 0.99983 | 0 | 0 | 0 | 0 | 0 | 0 | 0 | 0 | 0 | 0 | 0 | 0 | 0 | 0 | 0 | 0 | 0.00023362 | 2.1407e-05 | 0.00024388 | 0 | 0 | 0 | 0 | 0 | 0.0027942 | 0 | 0 | 0 | 0.00035499 | 0 | 0 | 0 | 0 | 0 | 0 | 0 | 0 | 0 | 0 | 0 | 0 | 0 | 0 | 0 | 0 | 0 | 0 | 0 | 0 | 0 | 0 | 0 | 0 | 0 | 0 | 0 | 0 | 0 | 0 | 5.5758e-08 | 0 | 0.00021709 | 0.00065744 | 1.3252e-05 | 5.7777e-06 | 0 | 0 | 0 | 0 | 0 | 0 | 0 | 0.00033873 | 0.013631 | 0 | 0 | 0 | 0 | 0 | 0 | 0 | 0 | 0 | 0 | 0 | 0 | 0 | 0 | 0 | 0 | 0 | 0 | 0 | 0 | 0 | 0 | 0 | 0 | 0 | 0 | 0 | 0 | 0.88042 | 0.71821 | 0.89754 | 0.84847 | 0.96659 | 0.98888 | 0.093422 | 0.37661 | 0.92259 | 0.86971 | 0.075424 | 0.38041 | 0.73905 | 0.6739 | 0.39422 | 0.33869 | 0.18862 | 0.93432 | 0.82701 | 0.86671 | 0.8748 | 0.88777 | 0.18536 | 0.61033 | 0.94104 | 0.84369 | 0.70974 | 0.67639 | 0.62774 | 0.67912 | 0.79026 | 0.58522 | 0.48153 | 0.89184 | 0.32826 | 0 | 0 | 0 | 0 | 0 | 0 | 0 | 0 | 0 | 0 | 0 | 0 | 0 | 0 | 0 | 0 | 0 | 0 | 0 | 0 | 0 | 0 | 0 | 0 | 0 | 0 | 0 | 0 | 0 | 0 | 0 | 0 | 0 | 0 | 0 | 1 | 1 | 0.99995 | 0.88723 | 0.95021 | 0.95385 | 0.94847 | 0.89612 | 0.93881 | 0.93221 | 0.92722 | 0.95801 | 0.90231 | 0.8732 | 0.71454 | 0.79908 | 0.755 | 0.96398 | 0.93493 | 0.95021 | 0.79461 | 0.87137 | 0.86002 | 0.80147 | 0.66936 | 0.72635 | 0.78111 | 0.65888 | 0.69171 | 0.68571 | 0.94787 | 0.91437 | 0.86859 | 0.89093 | 0.75349 | 0.88238 | 0.95781 | 0.96639 | 0.67131 | 0 | 0 | 0 | 0 | 0 | 0 | 0 | 0 | 0 | 0 | 0 | 0 | 0 | 0 | 0 | 0 | 0 | 0 | 0 | 0 | 0 | 0 | 0 | 0 | 0 | 0 | 0 | 0 | 0 | 0 | 0 | 0 | 0 | 0 | 0 | 0 | 0.16751 | 0.6904 | 0.57868 | 0.62656 | 0.77814 | 0.27871 | 0.60907 | 0.42328 | 0.44688 | 0.81132 | 0.59015 | 0.57789 | 0.22994 | 0.50714 | 0.43307 | 0.42733 | 0.84815 | 0.2137 | 0.52874 | 0.52496 | 0.66304 | 0.65305 | 0.17128 | 0 | 0 | 0 | 0 | 0 | 0 | 0 | 0 | 0 | 0 | 0 | 0 | 0 | 0 | 0 | 0 | 0 | 0 | 0 | 0 | 0 | 0 | 0 | 0 | 0 | 0.00042142 | 0 | 0.00034093 | 0.00023012 | 0.0025372 | 0 | 0 | 0 | 0.0009248 | 0 | 0 | 0.00337 | 0.032301 | 0.023857 | 0.0067891 | 0.0071315 | 0.0052025 | 2.2528e-07 | 0 | 0 | 0 | 0 | 0 | 0.0040138 | 1.7062e-06 | 0.018972 | 0 | 0.072935 | 0 | 0 | 0 | 0 | 0 | 0 | 0 | 0 | 0 | 0 | 0 | 0 | 0 | 0 | 0 | 0 | 0 | 0 | 0 | 0 | 0 | 0 | 0 | 0 | 0 | 0 | 0 | 0 | 0 | 0 | 0 | 8.633e-07 | 9.1131e-06 | 0 | 0 | 5.6496e-05 | 0.00057962 | 2.6698e-05 | 0.00020832 | 0 | 0 | 0.00036994 | 3.2624e-05 | 0.00062038 | 2.6698e-05 | 0.00011221 | 5.0903e-05 | 0.015209 | 0.0004574 | 0.00018543 | 1.1469e-05 | 5.6887e-05 | 0 | 0.1352 | 0.064986 | 0 | 0 | 0.0043467 | 0.00050843 | 0.040667 | 0 | 0.00019578 | 0 | 0 | 0 | 0 | 0 | 0.00047572 | 0.029826 | 0.0009932 | 0 | 0 | 0 | 0 | 0 | 0 | 0 | 0 | 2.793e-06 | 0.00017163 | 1.6584e-06 | 0 | 2.1734e-05 | 0.0010138 | 0.00015038 | 0 | 0 | 0 | 0.00059256 | 0.00087575 | 0 | 0.00087258 | 0 | 0 | 0 | 0 | 0 | 0 | 0 | 0 | 0 | 0 | 0 | 0 | 0 | 0 | 0 | 0 | 0 | 0 | 0 | 0 | 0 | 0 | 0 | 0 | 0 | 0 | 0 | 0 | 0 | 0 | 0 | 0 | 0 | 0 | 0 | 0 | 0 | 0 | 0 | 0 | 0 | 0 | 0 | 0 | 0 | 0 | 0 | 0 | 0 | 0 | 0 | 0 | 0 | 0 | 0 | 0 | 0 | 0 | 0 | 0 | 0 | 0.23955 | 0.2316 | 0.17806 | 0.35822 | 0.3168 | 0.11873 | 0.11243 | 9.3916e-05 | 0.094328 | 0.08448 | 0.064111 | 0.13865 | 0.068885 | 0.11192 | 0.04485 | 0.10907 | 0.021257 | 0.049644 | 0.332 | 0.3502 | 0.3408 | 0.21819 | 0.04485 | 0.044853 | 0.064246 | 0.063271 | 0.03824 | 0.11743 | 0.0048799 | 0.22315 | 0.046707 | 0.08775 | 0.04485 | 0.1048 | 0.38363 | 0.32683 | 0.15388 | 0.15388 | 0.37269 | 0.14398 | 0.38258 | 0.23784 | 0.18202 | 0.23959 | 0.2983 | 0.36694 | 0.23363 | 0.23925 | 0.3475 | 0.36883 | 0.35808 | 0.23528 | 0.49867 | 0.11848 | 0.044921 | 0.21819 | 0.11057 | 0.14419 | 0.13513 | 0.21819 | 0.11848 | 0.1545 | 0.23579 | 0.34348 | 0.21819 | 0.21819 | 0.25314 | 0.017481 | 0.022523 | 0.041206 | 0.017913 | 0.32321 | 0.3395 | 0.017125 | 0.47051 | 0.37278 | 0.40262 | 0.21819 | 0.21819 | 0.017125 | 0.11653 | 0.11848 | 0.044973 | 0.20884 | 0.38363 | 0.049748 | 0.24028 | 0.37555 | 0.3475 | 0.04485 | 0 | 0 | 0 | 0 | 0 | 0 | 0 | 0 | 0 | 0 | 0 | 0 | 0 | 0 | 0 | 0 | 0 | 0 | 0 | 0 | 0 | 0 | 0 | 0 | 0 | 0 | 0 | 0 | 0 | 0 | 0 | 0 | 0 | 0 | 0 | 0 | 0 | 0 | 0 | 0 | 0 | 0 | 0 | 0 | 0 | 0 | 0 | 0 | 0 | 0 | 0 | 0 | 0 | 0 | 0 | 0 | 0 | 0 | 0 | 0 | 0 | 0 | 0 | 0 | 0 | 0 | 0 | 0 | 0 | 0 | 0 | 0 | 0 | 0 | 0 | 0 | 0 | 0 | 0 | 0 | 0 | 0 | 0 | 0 | 0 | 0 | 0 | 0 | 0 | 0 | 0.99685 | 0.99055 | 0.98051 | 0.93656 | 0.95853 | 0.9516 | 0.98364 | 0.98287 | 0.93175 | 0.96408 | 0.85369 | 0.97562 | 0.99766 | 0.99297 | 0.99849 | 0.99568 | 0.91136 | 0.5904 | 0.62583 | 0.29784 | 0.70993 | 0.43815 | 0.96973 | 0.98018 | 0.97101 | 0.96945 | 0.9756 | 0.97571 | 0.98538 | 0.98573 | 0.98387 | 0.95449 | 0 | 0 | 0 | 0 | 0 | 0 | 0 | 0 | 0 | 0 | 0 | 0 | 0 | 0 | 0 | 0 | 0 | 0 | 0 | 0 | 0 | 0 | 0 | 0 | 0 | 0 | 0 | 0 | 0 | 0 | 0 | 0 | 1 | 0.98824 | 0.99358 | 0.97711 | 0.96549 | 0.98748 | 0.95025 | 0.96539 | 0.97343 | 0.98396 | 0.97605 | 0.99932 | 0.99852 | 0.99429 | 0.96799 | 0.97565 | 0.98595 | 0.98671 | 0.99325 | 0.93236 | 0.96672 | 0.97753 | 0.99047 | 0.97144 | 0.99514 | 0.96451 | 0.97855 | 0.95194 | 0.96251 | 0 | 0 | 0 | 0 | 0 | 0 | 0 | 0 | 0 | 0 | 0 | 0 | 0 | 0 | 0 | 0 | 0 | 0 | 0 | 0 | 0 | 0 | 0 | 0 | 0 | 0 | 0 | 0 | 0 | 0 | 0.14351 | 0.030332 | 1.5862e-05 | 0 | 0 | 6.8971e-07 | 0 | 0 | 0.020687 | 6.364e-05 | 5.6214e-07 | 6.0643e-05 | 0.00084565 | 0.0054227 | 1.3004e-05 | 0 | 0.00010827 | 0.045487 | 0.0055995 | 0.011049 | 0 | 0 | 0 | 0 | 0 | 0 | 0 | 0 | 0 | 0 | 0 | 0 | 0 | 0 | 0 | 0 | 0 | 0 | 0 | 0 | 0 | 0 | 3
0.19022 | 0.01608 | 0.033976 | 0.016044 | 0.039963 | 9.1775e-05 | 0.064526 | 0.072183 | 0.082665 | 0.03779 | 0.061126 | 0 | 0 | 0 | 0 | 0 | 0 | 0 | 0 | 0 | 0 | 0 | 0.61357 | 0.47511 | 0.56029 | 0.50185 | 0.52095 | 0.6619 | 0.23332 | 0.44427 | 0.51776 | 0.35575 | 0.44257 | 0.38914 | 0.41021 | 0.32466 | 0.25137 | 0.22346 | 0.30373 | 0.41114 | 0.37362 | 0.30506 | 0.27956 | 0.4212 | 0.36287 | 0.65346 | 0.23455 | 0.22882 | 0.55012 | 0.40701 | 0.41763 | 0.43478 | 0.75859 | 0.19659 | 0.2281 | 0.79479 | 0.61885 | 0.32882 | 0.57742 | 0.62278 | 0.54624 | 0.23107 | 0.24834 | 0.32466 | 0.34892 | 0.4316 | 0.54021 | 0.50104 | 0.61257 | 0.71204 | 0.44278 | 0.50174 | 0.71826 | 0.53218 | 0.1074 | 0.33654 | 0.531 | 0.41432 | 0.36287 | 0.41763 | 0.41763 | 0.41763 | 0.22882 | 0.22882 | 0 | 0 | 0 | 0 | 0 | 0 | 0 | 0 | 0 | 0 | 0 | 0 | 0 | 0 | 0 | 0 | 0 | 0 | 0 | 0 | 0 | 0 | 0 | 0 | 0 | 0 | 0 | 0 | 0 | 0 | 0 | 0 | 0 | 0 | 0 | 0 | 0 | 0 | 0 | 0 | 0 | 0 | 0 | 0 | 0 | 0 | 0 | 0 | 0 | 0 | 0 | 0 | 0 | 0 | 0 | 0 | 0 | 0 | 0 | 0 | 0 | 0 | 1 | 0.98822 | 0.99976 | 0.99788 | 0.99984 | 0.99854 | 0.9957 | 0.99129 | 0.99834 | 0.99968 | 0.99987 | 0.99971 | 0.99969 | 0.99853 | 0.99971 | 0 | 0 | 0 | 0 | 0 | 0 | 0 | 0 | 0 | 0 | 0 | 0 | 0 | 0 | 0 | 0 | 0.00014745 | 1.3507e-05 | 0.00015134 | 0 | 0 | 0 | 0 | 0 | 0.0017634 | 0 | 0 | 0 | 0.00022406 | 0 | 0 | 0 | 0 | 0 | 0 | 0 | 0 | 0 | 0 | 0 | 0 | 0 | 0 | 0 | 0 | 0 | 0 | 0 | 0 | 0 | 0 | 0 | 0 | 0 | 0 | 0 | 0 | 0 | 0 | 3.2142e-06 | 0 | 0.00060078 | 0.00087704 | 8.4028e-05 | 3.6635e-05 | 0 | 0 | 0 | 0 | 0 | 0 | 0 | 0.00096945 | 0.021058 | 0 | 0 | 0 | 0 | 0 | 0 | 0 | 0 | 0 | 0 | 0 | 0 | 0 | 0 | 0 | 0 | 0 | 0 | 0 | 0 | 0 | 0 | 0 | 0 | 0 | 0 | 0 | 0 | 0.91869 | 0.77687 | 0.93553 | 0.90288 | 0.98335 | 0.9941 | 0.11776 | 0.40683 | 0.9555 | 0.90983 | 0.098712 | 0.45176 | 0.79794 | 0.73634 | 0.44626 | 0.3789 | 0.23487 | 0.96137 | 0.87954 | 0.9177 | 0.92048 | 0.93007 | 0.23134 | 0.6449 | 0.96226 | 0.89284 | 0.7642 | 0.72979 | 0.69034 | 0.74274 | 0.84377 | 0.65001 | 0.55027 | 0.93346 | 0.39058 | 0 | 0 | 0 | 0 | 0 | 0 | 0 | 0 | 0 | 0 | 0 | 0 | 0 | 0 | 0 | 0 | 0 | 0 | 0 | 0 | 0 | 0 | 0 | 0 | 0 | 0 | 0 | 0 | 0 | 0 | 0 | 0 | 0 | 0 | 0 | 1 | 1 | 0.99956 | 0.916 | 0.87902 | 0.88535 | 0.86792 | 0.91294 | 0.89422 | 0.92603 | 0.92597 | 0.89542 | 0.84198 | 0.90195 | 0.74769 | 0.79239 | 0.76111 | 0.9179 | 0.91081 | 0.87902 | 0.81877 | 0.89966 | 0.8943 | 0.83858 | 0.71978 | 0.77133 | 0.81826 | 0.69259 | 0.72546 | 0.72124 | 0.96111 | 0.9334 | 0.89697 | 0.86283 | 0.78274 | 0.85166 | 0.89537 | 0.9665 | 0.71467 | 0 | 0 | 0 | 0 | 0 | 0 | 0 | 0 | 0 | 0 | 0 | 0 | 0 | 0 | 0 | 0 | 0 | 0 | 0 | 0 | 0 | 0 | 0 | 0 | 0 | 0 | 0 | 0 | 0 | 0 | 0 | 0 | 0 | 0 | 0 | 0 | 0.29472 | 0.71457 | 0.60103 | 0.63658 | 0.83732 | 0.29184 | 0.68325 | 0.52258 | 0.60944 | 0.83705 | 0.64745 | 0.73046 | 0.26576 | 0.53339 | 0.44207 | 0.43932 | 0.91978 | 0.22522 | 0.68386 | 0.5688 | 0.76615 | 0.68729 | 0.18541 | 0 | 0 | 0 | 0 | 0 | 0 | 0 | 0 | 0 | 0 | 0 | 0 | 0 | 0 | 0 | 0 | 0 | 0 | 0 | 0 | 0 | 0 | 0 | 0 | 0 | 0.00058854 | 0 | 0.00070638 | 0.00047885 | 0.017909 | 8.6991e-09 | 5.8875e-08 | 0 | 0.0012128 | 0 | 0 | 0.0047219 | 0.027117 | 0.020028 | 0.0043207 | 0.0063175 | 0.0045886 | 1.1893e-07 | 0 | 0 | 0 | 0 | 0 | 0.0029741 | 1.0484e-06 | 0.020672 | 0 | 0.06451 | 0 | 0 | 0 | 0 | 0 | 0 | 0 | 0 | 0 | 0 | 0 | 0 | 0 | 0 | 0 | 0 | 0 | 0 | 0 | 0 | 0 | 0 | 0 | 0 | 0 | 0 | 0 | 0 | 0 | 0 | 0 | 0.00087729 | 0.00071786 | 0 | 0 | 0.00013975 | 0.0025904 | 8.826e-05 | 0.00085382 | 0 | 0.00025487 | 0.0015734 | 0.00020823 | 0.0031852 | 8.826e-05 | 0.00031658 | 0.023713 | 0.02886 | 0.00522 | 0.0033748 | 4.4447e-05 | 0.00013766 | 0 | 0.17382 | 0.090466 | 0 | 0 | 0.021274 | 0.0071495 | 0.044095 | 0 | 0.016096 | 0.0010387 | 0.0010441 | 0.00095197 | 0 | 0 | 0.0066895 | 0.036747 | 0.033513 | 0 | 0 | 0 | 0.00093146 | 0.00091686 | 0 | 0 | 0 | 0.0033367 | 0.004816 | 0.0013314 | 0.00019205 | 0.0002654 | 0.0082374 | 0.00051908 | 0 | 0 | 0 | 0.013177 | 0.024108 | 0.00050844 | 0.01227 | 0 | 0 | 0 | 0 | 0 | 0 | 0 | 0 | 0 | 0 | 0 | 0 | 0 | 0 | 0 | 0 | 0 | 0 | 0 | 0 | 0 | 0 | 0 | 0 | 0 | 0 | 0 | 0 | 0 | 0 | 0 | 0 | 0 | 0 | 0 | 0 | 0 | 0 | 0 | 0 | 0 | 0 | 0 | 0 | 0 | 0 | 0 | 0 | 0 | 0 | 0 | 0 | 0 | 0 | 0 | 0 | 0 | 0 | 0 | 0 | 0 | 0.25829 | 0.24988 | 0.19351 | 0.34251 | 0.30586 | 0.15714 | 0.15015 | 0.0001634 | 0.12937 | 0.11142 | 0.083906 | 0.1605 | 0.092057 | 0.13361 | 0.083424 | 0.13736 | 0.045978 | 0.086214 | 0.32124 | 0.33111 | 0.32277 | 0.2364 | 0.083424 | 0.083427 | 0.098411 | 0.086418 | 0.06451 | 0.15593 | 0.011499 | 0.2484 | 0.07568 | 0.124 | 0.083424 | 0.1423 | 0.36321 | 0.31502 | 0.16767 | 0.16767 | 0.3539 | 0.17832 | 0.36232 | 0.25649 | 0.21015 | 0.25834 | 0.30042 | 0.3505 | 0.25203 | 0.25798 | 0.33568 | 0.35062 | 0.34272 | 0.25377 | 0.48236 | 0.15697 | 0.083125 | 0.2364 | 0.13964 | 0.16088 | 0.16659 | 0.2364 | 0.15697 | 0.16832 | 0.25432 | 0.32466 | 0.2364 | 0.2364 | 0.27161 | 0.039984 | 0.047987 | 0.06264 | 0.034987 | 0.31899 | 0.32995 | 0.039419 | 0.42804 | 0.35398 | 0.37522 | 0.2364 | 0.2364 | 0.039416 | 0.15499 | 0.15697 | 0.082911 | 0.2326 | 0.36321 | 0.079657 | 0.25883 | 0.35713 | 0.33568 | 0.083424 | 0 | 0 | 0 | 0 | 0 | 0 | 0 | 0 | 0 | 0 | 0 | 0 | 0 | 0 | 0 | 0 | 0 | 0 | 0 | 0 | 0 | 0 | 0 | 0 | 0 | 0 | 0 | 0 | 0 | 0 | 0 | 0 | 0 | 0 | 0 | 0 | 0 | 0 | 0 | 0 | 0 | 0 | 0 | 0 | 0 | 0 | 0 | 0 | 0 | 0 | 0 | 0 | 0 | 0 | 0 | 0 | 0 | 0 | 0 | 0 | 0 | 0 | 0 | 0 | 0 | 0 | 0 | 0 | 0 | 0 | 0 | 0 | 0 | 0 | 0 | 0 | 0 | 0 | 0 | 0 | 0 | 0 | 0 | 0 | 0 | 0 | 0 | 0 | 0 | 0 | 0.99797 | 0.99345 | 0.98783 | 0.95774 | 0.96474 | 0.96367 | 0.98876 | 0.98772 | 0.94674 | 0.97855 | 0.88656 | 0.98123 | 0.99764 | 0.99507 | 0.99821 | 0.99541 | 0.94523 | 0.63533 | 0.64677 | 0.31417 | 0.73475 | 0.54688 | 0.98095 | 0.98578 | 0.97655 | 0.98084 | 0.98457 | 0.9811 | 0.99167 | 0.99003 | 0.98899 | 0.96904 | 0 | 0 | 0 | 0 | 0 | 0 | 0 | 0 | 0 | 0 | 0 | 0 | 0 | 0 | 0 | 0 | 0 | 0 | 0 | 0 | 0 | 0 | 0 | 0 | 0 | 0 | 0 | 0 | 0 | 0 | 0 | 0 | 1 | 0.9829 | 0.99185 | 0.94958 | 0.91298 | 0.92123 | 0.88253 | 0.89428 | 0.93724 | 0.9828 | 0.9617 | 0.99945 | 0.99893 | 0.9912 | 0.91487 | 0.92689 | 0.97561 | 0.91302 | 0.98708 | 0.85455 | 0.89721 | 0.91 | 0.98502 | 0.92829 | 0.97724 | 0.94539 | 0.91313 | 0.89944 | 0.941 | 0 | 0 | 0 | 0 | 0 | 0 | 0 | 0 | 0 | 0 | 0 | 0 | 0 | 0 | 0 | 0 | 0 | 0 | 0 | 0 | 0 | 0 | 0 | 0 | 0 | 0 | 0 | 0 | 0.00048282 | 0.00025092 | 0.16272 | 0.035024 | 0.00011998 | 0 | 0 | 0.00052152 | 0.000366 | 0.00041825 | 0.022798 | 0.0031295 | 0.0005459 | 6.5243e-05 | 0.0010229 | 0.0059757 | 0.00060308 | 0.00091989 | 0.00013129 | 0.048329 | 0.0098792 | 0.025676 | 0 | 0 | 0 | 0 | 0 | 0 | 0 | 0 | 0 | 0 | 0 | 0 | 0 | 0 | 0 | 0 | 0 | 0 | 0 | 0 | 0 | 0 | 4
0.20719 | 0.044299 | 0.051472 | 0.035045 | 0.044464 | 0.0047168 | 0.070363 | 0.085466 | 0.091028 | 0.057135 | 0.064782 | 0 | 0 | 0 | 0 | 0 | 0 | 0 | 0 | 0 | 0 | 0 | 0.64719 | 0.45369 | 0.53562 | 0.48074 | 0.54069 | 0.68006 | 0.26746 | 0.44103 | 0.56336 | 0.37763 | 0.46731 | 0.39834 | 0.41739 | 0.35668 | 0.29034 | 0.24868 | 0.32087 | 0.41126 | 0.39062 | 0.32698 | 0.32355 | 0.42622 | 0.38243 | 0.65442 | 0.25911 | 0.25386 | 0.53041 | 0.41549 | 0.42417 | 0.43748 | 0.74789 | 0.24659 | 0.27461 | 0.7999 | 0.59042 | 0.34977 | 0.55208 | 0.66475 | 0.51894 | 0.25601 | 0.27258 | 0.35668 | 0.37303 | 0.43535 | 0.5252 | 0.49098 | 0.5962 | 0.70758 | 0.43861 | 0.47946 | 0.70467 | 0.50547 | 0.14613 | 0.36213 | 0.52792 | 0.42164 | 0.38243 | 0.42417 | 0.42417 | 0.42417 | 0.25386 | 0.25386 | 0 | 0 | 0 | 0 | 0 | 0 | 0 | 0 | 0 | 0 | 0 | 0 | 0 | 0 | 0 | 0 | 0 | 0 | 0 | 0 | 0 | 0 | 0 | 0 | 0 | 0 | 0 | 0 | 0 | 0 | 0 | 0 | 0 | 0 | 0 | 0 | 0 | 0 | 0 | 0 | 0 | 0 | 0 | 0 | 0 | 0 | 0 | 0 | 0 | 0 | 0 | 0 | 0 | 0 | 0 | 0 | 0 | 0 | 0 | 0 | 0 | 0 | 1 | 0.99613 | 0.99917 | 0.99766 | 0.99953 | 0.9962 | 0.99133 | 0.99252 | 0.99657 | 0.99933 | 0.99969 | 0.99908 | 0.99911 | 0.99734 | 0.99918 | 0 | 0 | 0 | 0 | 0 | 0 | 0 | 0 | 0 | 0 | 0 | 0 | 0 | 0 | 0 | 0 | 0 | 0 | 0 | 0 | 0 | 0 | 0 | 0 | 0 | 0 | 0 | 0 | 0 | 0 | 0 | 0 | 0 | 0 | 0 | 0 | 0 | 0 | 0 | 0 | 0 | 0 | 0 | 0 | 0 | 0 | 0 | 0 | 0 | 0 | 0 | 0 | 0 | 0 | 2.6761e-05 | 0 | 0 | 0 | 3.9009e-05 | 1.2795e-05 | 0 | 0.0012667 | 0.0012319 | 0.0013032 | 0.00081174 | 6.8856e-05 | 0 | 0 | 0 | 0 | 0 | 0 | 0.011872 | 0.053055 | 0 | 0.00011433 | 1.5003e-06 | 0 | 0 | 0 | 0 | 0 | 0 | 0 | 0 | 0 | 0 | 0 | 0 | 0 | 0 | 0 | 0 | 0 | 0 | 0 | 0 | 0 | 0 | 0 | 0 | 0 | 0.93702 | 0.80868 | 0.95547 | 0.93294 | 0.98943 | 0.99395 | 0.13722 | 0.43349 | 0.97419 | 0.93855 | 0.11925 | 0.50864 | 0.83091 | 0.78479 | 0.4749 | 0.42359 | 0.27787 | 0.97474 | 0.91342 | 0.94579 | 0.94536 | 0.95343 | 0.27383 | 0.64647 | 0.96955 | 0.92212 | 0.81212 | 0.78144 | 0.74317 | 0.78264 | 0.88292 | 0.69125 | 0.60112 | 0.95612 | 0.44615 | 0 | 0 | 0 | 0 | 0 | 0 | 0 | 0 | 0 | 0 | 0 | 0 | 0 | 0 | 0 | 0 | 0 | 0 | 0 | 0 | 0 | 0 | 0 | 0 | 0 | 0 | 0 | 0 | 0 | 0 | 0 | 0 | 0 | 0 | 0 | 1 | 1 | 0.98988 | 0.92837 | 0.63646 | 0.65947 | 0.60822 | 0.89705 | 0.70118 | 0.84382 | 0.85716 | 0.68542 | 0.6041 | 0.91283 | 0.75345 | 0.66399 | 0.68414 | 0.68429 | 0.70933 | 0.63646 | 0.81893 | 0.91285 | 0.90436 | 0.85842 | 0.74404 | 0.79379 | 0.83755 | 0.70032 | 0.72369 | 0.73347 | 0.95868 | 0.93512 | 0.91068 | 0.68843 | 0.78139 | 0.66909 | 0.72819 | 0.92407 | 0.73181 | 0 | 0 | 0 | 0 | 0 | 0 | 0 | 0 | 0 | 0 | 0 | 0 | 0 | 0 | 0 | 0 | 0 | 0 | 0 | 0 | 0 | 0 | 0 | 0 | 0 | 0 | 0 | 0 | 0 | 0 | 0 | 0 | 0 | 0 | 0 | 0 | 0.42181 | 0.73603 | 0.59477 | 0.62904 | 0.90605 | 0.28976 | 0.71036 | 0.57735 | 0.72668 | 0.84734 | 0.6604 | 0.82216 | 0.2822 | 0.52447 | 0.44497 | 0.4484 | 0.96924 | 0.22071 | 0.78029 | 0.56656 | 0.8157 | 0.74404 | 0.18498 | 0 | 0 | 0 | 0 | 0 | 0 | 0 | 0 | 0 | 0 | 0 | 0 | 0 | 0 | 0 | 0 | 0 | 0 | 0 | 0 | 0 | 0 | 0 | 0 | 0 | 0.00060531 | 0 | 0.0010059 | 0.00068438 | 0.021875 | 4.2766e-09 | 2.8944e-08 | 0 | 0.0012257 | 0 | 1.8905e-08 | 0.0048741 | 0.017785 | 0.013136 | 0 | 0.0050545 | 0.003619 | 9.0843e-08 | 0 | 0 | 0 | 0 | 0 | 0.0023484 | 0 | 0.020962 | 1.0869e-09 | 0.051351 | 0 | 0 | 0 | 0 | 0 | 0 | 0 | 0 | 0 | 0 | 0 | 0 | 0 | 0 | 0 | 0 | 0 | 0 | 0 | 0 | 0 | 0 | 0 | 0 | 0 | 0 | 0 | 0 | 0 | 0 | 0 | 0.0022479 | 0.0017074 | 0.0010995 | 0.00020036 | 0.003741 | 0.027873 | 0.0001457 | 0.0014299 | 0 | 0.0013366 | 0.0027509 | 0.00067452 | 0.011774 | 0.0001457 | 0.02971 | 0.03712 | 0.040549 | 0.039256 | 0.039545 | 0.00015194 | 0.0050333 | 0 | 0.20929 | 0.11011 | 0 | 0 | 0.033644 | 0.012294 | 0.052922 | 0 | 0.035944 | 0.0025067 | 0.0025167 | 0.0023916 | 0 | 0 | 0.024287 | 0.05077 | 0.056825 | 0 | 0 | 0 | 0.0023638 | 0.0023426 | 7.2286e-05 | 0.0010804 | 0 | 0.034864 | 0.037322 | 0.033503 | 0.0013598 | 0.00058514 | 0.033641 | 0.0068186 | 0 | 0 | 0 | 0.033862 | 0.051693 | 0.0012255 | 0.02553 | 0 | 0 | 0 | 0 | 0 | 0 | 0 | 0 | 0 | 0 | 0 | 0 | 0 | 0 | 0 | 0 | 0 | 0 | 0 | 0 | 0 | 0 | 0 | 0 | 0 | 0 | 0 | 0 | 0 | 0 | 0 | 0 | 0 | 0 | 0 | 0 | 0 | 0 | 0 | 0 | 0 | 0 | 0 | 0 | 0 | 0 | 0 | 0 | 0 | 0 | 0 | 0 | 0 | 0 | 0 | 0 | 0 | 0 | 0 | 0 | 0 | 0.2778 | 0.26973 | 0.22313 | 0.37309 | 0.33966 | 0.19807 | 0.18943 | 0.00033969 | 0.17552 | 0.15326 | 0.12355 | 0.19228 | 0.13226 | 0.16575 | 0.11864 | 0.17245 | 0.071697 | 0.12298 | 0.31258 | 0.36263 | 0.35497 | 0.27679 | 0.11864 | 0.11865 | 0.13148 | 0.11457 | 0.092371 | 0.19678 | 0.018779 | 0.27438 | 0.10567 | 0.17128 | 0.11864 | 0.18606 | 0.39223 | 0.34276 | 0.19079 | 0.19079 | 0.38265 | 0.21474 | 0.39132 | 0.27607 | 0.23985 | 0.27784 | 0.31146 | 0.36794 | 0.27179 | 0.2775 | 0.33962 | 0.37927 | 0.34256 | 0.27346 | 0.48267 | 0.1979 | 0.11814 | 0.27679 | 0.18061 | 0.20209 | 0.20797 | 0.27679 | 0.1979 | 0.19142 | 0.27399 | 0.35668 | 0.27679 | 0.27679 | 0.28961 | 0.064182 | 0.074215 | 0.088647 | 0.057827 | 0.32506 | 0.33505 | 0.063474 | 0.42077 | 0.38272 | 0.37473 | 0.27679 | 0.27679 | 0.063469 | 0.19593 | 0.1979 | 0.11779 | 0.25755 | 0.39223 | 0.11945 | 0.27824 | 0.3825 | 0.33962 | 0.11864 | 0 | 0 | 0 | 0 | 0 | 0 | 0 | 0 | 0 | 0 | 0 | 0 | 0 | 0 | 0 | 0 | 0 | 0 | 0 | 0 | 0 | 0 | 0 | 0 | 0 | 0 | 0 | 0 | 0 | 0 | 0 | 0 | 0 | 0 | 0 | 0 | 0 | 0 | 0 | 0 | 0 | 0 | 0 | 0 | 0 | 0 | 0 | 0 | 0 | 0 | 0 | 0 | 0 | 0 | 0 | 0 | 0 | 0 | 0 | 0 | 0 | 0 | 0 | 0 | 0 | 0 | 0 | 0 | 0 | 0 | 0 | 0 | 0 | 0 | 0 | 0 | 0 | 0 | 0 | 0 | 0 | 0 | 0 | 0 | 0 | 0 | 0 | 0 | 0 | 0 | 0.998 | 0.99306 | 0.99148 | 0.97637 | 0.96622 | 0.9685 | 0.98938 | 0.98742 | 0.95721 | 0.98258 | 0.8965 | 0.98272 | 0.99452 | 0.99216 | 0.99485 | 0.98749 | 0.9622 | 0.67286 | 0.66906 | 0.34774 | 0.75429 | 0.63971 | 0.98441 | 0.98665 | 0.97771 | 0.98453 | 0.98705 | 0.98206 | 0.99534 | 0.98865 | 0.98959 | 0.97376 | 0 | 0 | 0 | 0 | 0 | 0 | 0 | 0 | 0 | 0 | 0 | 0 | 0 | 0 | 0 | 0 | 0 | 0 | 0 | 0 | 0 | 0 | 0 | 0 | 0 | 0 | 0 | 0 | 0 | 0 | 0 | 0 | 1 | 0.95872 | 0.97108 | 0.8891 | 0.87255 | 0.8672 | 0.73023 | 0.79924 | 0.93278 | 0.9871 | 0.90251 | 0.99959 | 0.99908 | 0.99349 | 0.79389 | 0.91581 | 0.97554 | 0.86386 | 0.98138 | 0.67206 | 0.79194 | 0.83116 | 0.99057 | 0.86057 | 0.94942 | 0.96023 | 0.82946 | 0.75696 | 0.95605 | 0 | 0 | 0 | 0 | 0 | 0 | 0 | 0 | 0 | 0 | 0 | 0 | 0 | 0 | 0 | 0 | 0 | 0 | 0 | 0 | 0 | 0 | 0 | 0 | 0 | 0 | 0 | 0 | 0.0018069 | 0.00079923 | 0.17327 | 0.042561 | 0.000428 | 1.6702e-05 | 0.0025861 | 0.040279 | 0.0021862 | 0.025346 | 0.031156 | 0.030547 | 0.0019068 | 0.016017 | 0.0017565 | 0.0088805 | 0.0059542 | 0.0064987 | 0.0031578 | 0.060244 | 0.031986 | 0.038166 | 0 | 0 | 0 | 0 | 0 | 0 | 0 | 0 | 0 | 0 | 0 | 0 | 0 | 0 | 0 | 0 | 0 | 0 | 0 | 0 | 0 | 0 | 5
0.28469 | 0.079046 | 0.13484 | 0.10161 | 0.11062 | 0.07713 | 0.14533 | 0.13326 | 0.18195 | 0.10128 | 0.10146 | 0 | 0 | 0 | 0 | 0 | 0 | 0 | 0 | 0 | 0 | 0 | 0.5344 | 0.35315 | 0.41474 | 0.40474 | 0.48373 | 0.58935 | 0.1551 | 0.31912 | 0.44372 | 0.23064 | 0.32569 | 0.25386 | 0.26854 | 0.21052 | 0.17133 | 0.1408 | 0.19572 | 0.28037 | 0.2428 | 0.19551 | 0.2045 | 0.27993 | 0.23525 | 0.58976 | 0.15768 | 0.14311 | 0.4085 | 0.27502 | 0.27372 | 0.30852 | 0.66482 | 0.15504 | 0.17295 | 0.73065 | 0.50717 | 0.21185 | 0.43435 | 0.5559 | 0.42419 | 0.14465 | 0.15652 | 0.21052 | 0.22622 | 0.28803 | 0.411 | 0.35919 | 0.49381 | 0.61908 | 0.31745 | 0.40291 | 0.61849 | 0.42746 | 0.097465 | 0.21801 | 0.41229 | 0.27139 | 0.23525 | 0.27372 | 0.27372 | 0.27372 | 0.14311 | 0.14311 | 0 | 0 | 0 | 0 | 0 | 0 | 0 | 0 | 0 | 0 | 0 | 0 | 0 | 0 | 0 | 0 | 0 | 0 | 0 | 0 | 0 | 0 | 0 | 0 | 0 | 0 | 0 | 0 | 0 | 0 | 0 | 0 | 0 | 0 | 0 | 0 | 0 | 0 | 0 | 0 | 0 | 0 | 0 | 0 | 0 | 0 | 0 | 0 | 0 | 0 | 0 | 0 | 0 | 0 | 0 | 0 | 0 | 0 | 0 | 0 | 0 | 0 | 1 | 0.99218 | 0.99521 | 0.97906 | 0.99696 | 0.96057 | 0.95896 | 0.99165 | 0.9686 | 0.9966 | 0.99901 | 0.99488 | 0.99056 | 0.9965 | 0.9933 | 0 | 0 | 0 | 0 | 0 | 0 | 0 | 0 | 0 | 0 | 0 | 0 | 0 | 0 | 0 | 6.8038e-07 | 0 | 0 | 0 | 0 | 0 | 0 | 0 | 0 | 0 | 0 | 0 | 0 | 0 | 0 | 0 | 0 | 0 | 0 | 0 | 0 | 0 | 0 | 0 | 0 | 0 | 0 | 0 | 0 | 0 | 0 | 0 | 0 | 0 | 0 | 0 | 0 | 0 | 0 | 0.00033097 | 0.00036625 | 0 | 0 | 0.00045028 | 0.00038539 | 5.5597e-05 | 0.00091525 | 0.001699 | 0.0045529 | 0.0033448 | 0.0003844 | 0 | 0 | 0 | 1.1942e-06 | 1.5344e-05 | 5.5597e-05 | 0.020065 | 0.066386 | 0.00022744 | 0.00088764 | 7.7426e-05 | 5.5597e-05 | 0 | 0 | 0 | 0 | 0 | 0 | 0 | 0 | 0 | 0 | 0 | 0 | 0 | 0 | 0 | 0 | 0 | 0 | 0 | 0 | 0 | 0 | 0 | 0 | 0.91174 | 0.77332 | 0.94135 | 0.92522 | 0.98011 | 0.9737 | 0.1314 | 0.44608 | 0.96984 | 0.93278 | 0.10123 | 0.40742 | 0.80509 | 0.7679 | 0.43405 | 0.40419 | 0.22897 | 0.96616 | 0.90609 | 0.93864 | 0.93562 | 0.94378 | 0.22473 | 0.61861 | 0.93485 | 0.91405 | 0.80347 | 0.77358 | 0.72603 | 0.75604 | 0.87552 | 0.61944 | 0.54665 | 0.94631 | 0.40021 | 0 | 0 | 0 | 0 | 0 | 0 | 0 | 0 | 0 | 0 | 0 | 0 | 0 | 0 | 0 | 0 | 0 | 0 | 0 | 0 | 0 | 0 | 0 | 0 | 0 | 0 | 0 | 0 | 0 | 0 | 0 | 0 | 0 | 0 | 0 | 1 | 1 | 0.98098 | 0.88325 | 0.52939 | 0.5673 | 0.51038 | 0.79072 | 0.57064 | 0.70148 | 0.72088 | 0.59831 | 0.46319 | 0.85486 | 0.67684 | 0.50062 | 0.5479 | 0.56773 | 0.56011 | 0.52939 | 0.71774 | 0.85711 | 0.8366 | 0.81243 | 0.66408 | 0.73002 | 0.78807 | 0.607 | 0.59607 | 0.61414 | 0.88786 | 0.86257 | 0.85533 | 0.50804 | 0.70457 | 0.48 | 0.64622 | 0.80441 | 0.64334 | 0 | 0 | 0 | 0 | 0 | 0 | 0 | 0 | 0 | 0 | 0 | 0 | 0 | 0 | 0 | 0 | 0 | 0 | 0 | 0 | 0 | 0 | 0 | 0 | 0 | 0 | 0 | 0 | 0 | 0 | 0 | 0 | 0 | 0 | 0 | 0 | 0.51199 | 0.84002 | 0.70901 | 0.66483 | 0.92093 | 0.42751 | 0.85461 | 0.73602 | 0.80333 | 0.91376 | 0.8184 | 0.89031 | 0.40055 | 0.67173 | 0.55092 | 0.49659 | 0.97222 | 0.32775 | 0.8688 | 0.74659 | 0.91641 | 0.79546 | 0.26975 | 0 | 0 | 0 | 0 | 0 | 0 | 0 | 0 | 0 | 0 | 0 | 0 | 0 | 0 | 0 | 0 | 0 | 0 | 0 | 0 | 0 | 0 | 0 | 0.033882 | 0 | 0.010834 | 0 | 0.047824 | 0.044412 | 0.046486 | 1.0104e-07 | 6.8387e-07 | 0 | 0.024298 | 0 | 0.024337 | 0.037487 | 0.0053441 | 0.0039503 | 0 | 0.0048799 | 0.0032395 | 5.1098e-08 | 0.00065622 | 0.0010559 | 0 | 0 | 0 | 0.0017423 | 0 | 0.03722 | 0.0014062 | 0.038309 | 0 | 0 | 0 | 0 | 0 | 0 | 0 | 0 | 0 | 0 | 0 | 0 | 0 | 0 | 0 | 0 | 0 | 0 | 0 | 0 | 0 | 0 | 0 | 0 | 0 | 0 | 0 | 0 | 0 | 0 | 0 | 0.012075 | 0.02397 | 0.0022784 | 0.00041735 | 0.047016 | 0.066312 | 0.045799 | 0.04117 | 0 | 0.0030586 | 0.031985 | 0.0034718 | 0.057506 | 0.045799 | 0.071487 | 0.065191 | 0.043386 | 0.083949 | 0.087814 | 0.013419 | 0.047533 | 0 | 0.14023 | 0.09348 | 0 | 0 | 0.07718 | 0.031599 | 0.084556 | 0 | 0.084183 | 0.012608 | 0.012658 | 0.011741 | 0 | 1.5671e-06 | 0.064984 | 0.097378 | 0.10419 | 0 | 0 | 0.0045142 | 0.011538 | 0.011391 | 0.00015049 | 0.0022551 | 0.0045142 | 0.081445 | 0.08578 | 0.081377 | 0.0041871 | 0.039633 | 0.08648 | 0.046645 | 0 | 6.4762e-06 | 0.0018068 | 0.084108 | 0.098639 | 0.0084796 | 0.06651 | 0 | 0 | 0 | 0 | 0 | 0 | 0 | 0 | 0 | 0 | 0 | 0 | 0 | 0 | 0 | 0 | 0 | 0 | 0 | 0 | 0 | 0 | 0 | 0 | 0 | 0 | 0 | 0 | 0 | 0 | 0 | 0 | 0 | 0 | 0 | 0 | 0 | 0 | 0 | 0 | 0 | 0 | 0 | 0 | 0 | 0 | 0 | 0 | 0 | 0 | 0 | 0 | 0 | 0 | 0 | 0 | 0 | 0 | 0 | 0 | 0 | 0.20116 | 0.19369 | 0.13672 | 0.22635 | 0.20047 | 0.18035 | 0.16834 | 0.00038063 | 0.16803 | 0.15087 | 0.12777 | 0.11905 | 0.13364 | 0.10862 | 0.093826 | 0.11586 | 0.066349 | 0.10404 | 0.22233 | 0.21539 | 0.20951 | 0.16332 | 0.093826 | 0.093827 | 0.098604 | 0.079229 | 0.075082 | 0.17888 | 0.024969 | 0.22691 | 0.081969 | 0.16413 | 0.093826 | 0.173 | 0.23958 | 0.21029 | 0.12068 | 0.12068 | 0.23392 | 0.18455 | 0.23904 | 0.19955 | 0.19117 | 0.20119 | 0.21504 | 0.23361 | 0.19559 | 0.20088 | 0.22664 | 0.23193 | 0.23005 | 0.19714 | 0.39829 | 0.18011 | 0.093369 | 0.16332 | 0.17303 | 0.19994 | 0.19604 | 0.16332 | 0.18011 | 0.12126 | 0.19763 | 0.21052 | 0.16332 | 0.16332 | 0.21263 | 0.061949 | 0.067821 | 0.069902 | 0.054975 | 0.22326 | 0.22475 | 0.061534 | 0.2935 | 0.23397 | 0.25085 | 0.16332 | 0.16332 | 0.061528 | 0.17819 | 0.18011 | 0.093041 | 0.19584 | 0.23958 | 0.11765 | 0.20136 | 0.23692 | 0.22664 | 0.093826 | 0 | 0 | 0 | 0 | 0 | 0 | 0 | 0 | 0 | 0 | 0 | 0 | 0 | 0 | 0 | 0 | 0 | 0 | 0 | 0 | 0 | 0 | 0 | 0 | 0 | 0 | 0 | 0 | 0 | 0 | 0 | 0 | 0 | 0 | 0 | 0 | 0 | 0 | 0 | 0 | 0 | 0 | 0 | 0 | 0 | 0 | 0 | 0 | 0 | 0 | 0 | 0 | 0 | 0 | 0 | 0 | 0 | 0 | 0 | 0 | 0 | 0 | 0 | 0 | 0 | 0 | 0 | 0 | 0 | 0 | 0 | 0 | 0 | 0 | 0 | 0 | 0 | 0 | 0 | 0 | 0 | 0 | 0 | 0 | 0 | 0 | 0 | 0 | 0 | 0 | 0.99088 | 0.98117 | 0.98569 | 0.98375 | 0.96641 | 0.97805 | 0.9799 | 0.9741 | 0.97755 | 0.98839 | 0.90472 | 0.97466 | 0.96732 | 0.96809 | 0.97438 | 0.94569 | 0.98027 | 0.70169 | 0.68754 | 0.38772 | 0.75359 | 0.69639 | 0.98511 | 0.97886 | 0.97338 | 0.98553 | 0.98976 | 0.97581 | 0.99117 | 0.97129 | 0.98002 | 0.98205 | 0 | 0 | 0 | 0 | 0 | 0 | 0 | 0 | 0 | 0 | 0 | 0 | 0 | 0 | 0 | 0 | 0 | 0 | 0 | 0 | 0 | 0 | 0 | 0 | 0 | 0 | 0 | 0 | 0 | 0 | 0 | 0 | 1 | 0.86302 | 0.86851 | 0.75975 | 0.81334 | 0.8544 | 0.58875 | 0.72655 | 0.89972 | 0.96224 | 0.77164 | 0.99907 | 0.99731 | 0.99579 | 0.73819 | 0.90954 | 0.95764 | 0.85412 | 0.95038 | 0.52354 | 0.72689 | 0.79418 | 0.98941 | 0.74873 | 0.95326 | 0.9494 | 0.79117 | 0.5951 | 0.96869 | 0 | 0 | 0 | 0 | 0 | 0 | 0 | 0 | 0 | 0 | 0 | 0 | 0 | 0 | 0 | 0 | 0 | 0 | 0 | 0 | 0 | 0 | 0 | 0 | 0 | 0 | 0 | 0 | 0.031585 | 0.037579 | 0.27408 | 0.063212 | 0.00025047 | 0 | 0.0030093 | 0.051974 | 0.0017343 | 0.033734 | 0.069448 | 0.058207 | 0.03377 | 0.043323 | 0.0038378 | 0.014269 | 0.046153 | 0.0074263 | 0.0052784 | 0.13208 | 0.06263 | 0.070245 | 0 | 0 | 0 | 0 | 0 | 0 | 0 | 0 | 0 | 0 | 0 | 0 | 0 | 0 | 0 | 0 | 0 | 0 | 0 | 0 | 0 | 0 | 6
0.41595 | 0.1473 | 0.22113 | 0.20782 | 0.14715 | 0.16531 | 0.19575 | 0.20687 | 0.29565 | 0.17332 | 0.14604 | 0 | 0 | 0 | 0 | 0 | 0 | 0 | 0 | 0 | 0 | 0 | 0.62564 | 0.47581 | 0.55725 | 0.49667 | 0.43521 | 0.45165 | 0.24718 | 0.41035 | 0.53538 | 0.36138 | 0.40196 | 0.37636 | 0.39706 | 0.33783 | 0.2711 | 0.22792 | 0.28835 | 0.41854 | 0.3742 | 0.30873 | 0.26965 | 0.40522 | 0.36678 | 0.56916 | 0.23423 | 0.23216 | 0.54614 | 0.40972 | 0.40456 | 0.39915 | 0.72298 | 0.22037 | 0.24203 | 0.68795 | 0.60526 | 0.33258 | 0.5732 | 0.6504 | 0.54395 | 0.23441 | 0.25176 | 0.33783 | 0.35621 | 0.41929 | 0.5234 | 0.49252 | 0.59673 | 0.69166 | 0.4092 | 0.49881 | 0.66996 | 0.53086 | 0.1442 | 0.34468 | 0.50297 | 0.40228 | 0.36678 | 0.40456 | 0.40456 | 0.40456 | 0.23216 | 0.23216 | 0 | 0 | 0 | 0 | 0 | 0 | 0 | 0 | 0 | 0 | 0 | 0 | 0 | 0 | 0 | 0 | 0 | 0 | 0 | 0 | 0 | 0 | 0 | 0 | 0 | 0 | 0 | 0 | 0 | 0 | 0 | 0 | 0 | 0 | 0 | 0 | 0 | 0 | 0 | 0 | 0 | 0 | 0 | 0 | 0 | 0 | 0 | 0 | 0 | 0 | 0 | 0 | 0 | 0 | 0 | 0 | 0 | 0 | 0 | 0 | 0 | 0 | 1 | 0.99217 | 0.99686 | 0.9789 | 0.99943 | 0.97826 | 0.97995 | 0.99925 | 0.97762 | 0.99935 | 0.99973 | 0.99395 | 0.98828 | 0.99811 | 0.99884 | 0 | 0 | 0 | 0 | 0 | 0 | 0 | 0 | 0 | 0 | 0 | 0 | 0 | 0 | 0 | 3.718e-07 | 0 | 0 | 0 | 0 | 0 | 0 | 0 | 0 | 0 | 0 | 0 | 0 | 0 | 0 | 0 | 0 | 0 | 0 | 0 | 0 | 0 | 0 | 0 | 0 | 0 | 0 | 0 | 0 | 0 | 0 | 0 | 0 | 0 | 0 | 0 | 0 | 0 | 0 | 0.00056279 | 0.00085414 | 0 | 0 | 0.0071492 | 0.0025818 | 0.00025373 | 0.032085 | 0.0088193 | 0.02406 | 0.02116 | 0.0030164 | 0 | 0 | 0 | 5.4502e-06 | 7.0027e-05 | 0.00025373 | 0.051009 | 0.12055 | 0.00048344 | 0.015743 | 0.0010043 | 0.00025373 | 0 | 0 | 0 | 0 | 0 | 0 | 0 | 0 | 0 | 0 | 0 | 0 | 0 | 0 | 0 | 0 | 0 | 0 | 0 | 0 | 0 | 0 | 0 | 0 | 0.90665 | 0.83746 | 0.94323 | 0.94596 | 0.97805 | 0.96287 | 0.24278 | 0.57659 | 0.97404 | 0.94499 | 0.18405 | 0.51515 | 0.85909 | 0.84457 | 0.57928 | 0.539 | 0.38621 | 0.96838 | 0.93206 | 0.95353 | 0.948 | 0.95421 | 0.38134 | 0.71432 | 0.90085 | 0.93194 | 0.86105 | 0.83909 | 0.81408 | 0.83339 | 0.91184 | 0.70821 | 0.65535 | 0.95569 | 0.54034 | 0 | 0 | 0 | 0 | 0 | 0 | 0 | 0 | 0 | 0 | 0 | 0 | 0 | 0 | 0 | 0 | 0 | 0 | 0 | 0 | 0 | 0 | 0 | 0 | 0 | 0 | 0 | 0 | 0 | 0 | 0 | 0 | 0 | 0 | 0 | 1 | 1 | 0.9803 | 0.83405 | 0.50683 | 0.5524 | 0.47458 | 0.64067 | 0.53193 | 0.5899 | 0.60112 | 0.5882 | 0.3843 | 0.76676 | 0.73495 | 0.34757 | 0.41097 | 0.50843 | 0.46635 | 0.50683 | 0.55171 | 0.77209 | 0.73464 | 0.82677 | 0.74381 | 0.79003 | 0.82156 | 0.69399 | 0.41275 | 0.42842 | 0.784 | 0.74911 | 0.77354 | 0.40564 | 0.73649 | 0.35603 | 0.65587 | 0.72089 | 0.72532 | 0 | 0 | 0 | 0 | 0 | 0 | 0 | 0 | 0 | 0 | 0 | 0 | 0 | 0 | 0 | 0 | 0 | 0 | 0 | 0 | 0 | 0 | 0 | 0 | 0 | 0 | 0 | 0 | 0 | 0 | 0 | 0 | 0 | 0 | 0 | 0 | 0.66099 | 0.85521 | 0.75583 | 0.74768 | 0.94435 | 0.54362 | 0.86124 | 0.7813 | 0.87497 | 0.9081 | 0.82495 | 0.93082 | 0.51674 | 0.70629 | 0.62485 | 0.59088 | 0.98053 | 0.45284 | 0.9172 | 0.76448 | 0.9272 | 0.85187 | 0.39453 | 0 | 0 | 0 | 0 | 0 | 0 | 0 | 0 | 0 | 0 | 0 | 0 | 0 | 0 | 0 | 0 | 0 | 0 | 0 | 0 | 0 | 0 | 0 | 0.037806 | 0 | 0.014716 | 0 | 0.071105 | 0.062952 | 0.072267 | 3.5645e-05 | 1.0162e-06 | 0.00010233 | 0.03302 | 0 | 0.034229 | 0.053761 | 0.0040937 | 0.0030236 | 0 | 0.0044176 | 0.0029529 | 6.7464e-08 | 0.00036882 | 0.00059321 | 2.843e-05 | 9.8494e-05 | 8.7473e-05 | 0.0018198 | 0 | 0.052236 | 0.0019676 | 0.038225 | 0 | 0 | 0 | 0 | 0 | 0 | 0 | 0 | 0 | 0 | 0 | 0 | 0 | 0 | 0 | 0 | 0 | 0 | 0 | 0 | 0 | 0 | 0 | 0 | 0 | 0 | 0 | 0 | 0 | 0 | 0 | 0.0048157 | 0.018385 | 0.0017959 | 0.00032778 | 0.055286 | 0.072154 | 0.046853 | 0.043384 | 0 | 0.0022644 | 0.03499 | 0.0040819 | 0.060328 | 0.046853 | 0.088913 | 0.10045 | 0.078103 | 0.13539 | 0.11391 | 0.019296 | 0.054831 | 0 | 0.20386 | 0.16138 | 0 | 0 | 0.10277 | 0.041293 | 0.12608 | 0 | 0.088499 | 0.0036208 | 0.0036326 | 0.0034704 | 0 | 1.6406e-06 | 0.074641 | 0.14669 | 0.15099 | 0 | 0 | 0.0010602 | 0.0034344 | 0.0034071 | 0.00011845 | 0.0017736 | 0.0010602 | 0.11014 | 0.11557 | 0.10946 | 0.0021333 | 0.038816 | 0.10539 | 0.052114 | 0 | 1.521e-06 | 0.00042436 | 0.12034 | 0.14841 | 0.0023128 | 0.083349 | 0 | 0 | 0 | 0 | 0 | 0 | 0 | 0 | 0 | 0 | 0 | 0 | 0 | 0 | 0 | 0 | 0 | 0 | 0 | 0 | 0 | 0 | 0 | 0 | 0 | 0 | 0 | 0 | 0 | 0 | 0 | 0 | 0 | 0 | 0 | 0 | 0 | 0 | 0 | 0 | 0 | 0 | 0 | 0 | 0 | 0 | 0 | 0 | 0 | 0 | 0 | 0 | 0 | 0 | 0 | 0 | 0 | 0 | 0 | 0 | 0 | 0.27277 | 0.26435 | 0.21037 | 0.35404 | 0.32072 | 0.24827 | 0.23612 | 0.031547 | 0.24399 | 0.21085 | 0.17929 | 0.18632 | 0.18648 | 0.17336 | 0.15983 | 0.18823 | 0.11836 | 0.17139 | 0.30755 | 0.34373 | 0.33612 | 0.25747 | 0.15983 | 0.15984 | 0.16377 | 0.12289 | 0.12655 | 0.24678 | 0.064233 | 0.2988 | 0.13562 | 0.24284 | 0.15983 | 0.24572 | 0.37304 | 0.32606 | 0.18198 | 0.18198 | 0.36395 | 0.25325 | 0.37218 | 0.27096 | 0.26104 | 0.27281 | 0.30166 | 0.35124 | 0.2665 | 0.27246 | 0.32584 | 0.36074 | 0.33449 | 0.26824 | 0.44371 | 0.24804 | 0.1589 | 0.25747 | 0.23461 | 0.25265 | 0.26177 | 0.25747 | 0.24804 | 0.18264 | 0.26879 | 0.33783 | 0.25747 | 0.25747 | 0.28517 | 0.11171 | 0.12058 | 0.11414 | 0.095974 | 0.31393 | 0.32191 | 0.11109 | 0.4337 | 0.36402 | 0.37562 | 0.25747 | 0.25747 | 0.11108 | 0.24628 | 0.24804 | 0.15823 | 0.26652 | 0.37304 | 0.18782 | 0.27315 | 0.36435 | 0.32584 | 0.15983 | 0 | 0 | 0 | 0 | 0 | 0 | 0 | 0 | 0 | 0 | 0 | 0 | 0 | 0 | 0 | 0 | 0 | 0 | 0 | 0 | 0 | 0 | 0 | 0 | 0 | 0 | 0 | 0 | 0 | 0 | 0 | 0 | 0 | 0 | 0 | 0 | 0 | 0 | 0 | 0 | 0 | 0 | 0 | 0 | 0 | 0 | 0 | 0 | 0 | 0 | 0 | 0 | 0 | 0 | 0 | 0 | 0 | 0 | 0 | 0 | 0 | 0 | 0 | 0 | 0 | 0 | 0 | 0 | 0 | 0 | 0 | 0 | 0 | 0 | 0 | 0 | 0 | 0 | 0 | 0 | 0 | 0 | 0 | 0 | 0 | 0 | 0 | 0 | 0 | 0 | 0.98614 | 0.97681 | 0.98449 | 0.98528 | 0.9656 | 0.97375 | 0.9783 | 0.97296 | 0.97273 | 0.99369 | 0.92781 | 0.98059 | 0.95545 | 0.96575 | 0.96867 | 0.93612 | 0.9821 | 0.76374 | 0.75416 | 0.49269 | 0.81319 | 0.78124 | 0.98474 | 0.97739 | 0.97201 | 0.98519 | 0.99473 | 0.97436 | 0.99002 | 0.97298 | 0.97842 | 0.98101 | 0 | 0 | 0 | 0 | 0 | 0 | 0 | 0 | 0 | 0 | 0 | 0 | 0 | 0 | 0 | 0 | 0 | 0 | 0 | 0 | 0 | 0 | 0 | 0 | 0 | 0 | 0 | 0 | 0 | 0 | 0 | 0 | 1 | 0.89219 | 0.87378 | 0.81275 | 0.88734 | 0.92038 | 0.62266 | 0.80502 | 0.94036 | 0.97022 | 0.74842 | 0.99817 | 0.99537 | 0.99468 | 0.77013 | 0.93876 | 0.96617 | 0.91969 | 0.97833 | 0.54476 | 0.7968 | 0.88154 | 0.98578 | 0.81107 | 0.97775 | 0.94482 | 0.87306 | 0.59007 | 0.96342 | 0 | 0 | 0 | 0 | 0 | 0 | 0 | 0 | 0 | 0 | 0 | 0 | 0 | 0 | 0 | 0 | 0 | 0 | 0 | 0 | 0 | 0 | 0 | 0 | 0 | 0 | 0 | 0 | 0.050244 | 0.049436 | 0.36034 | 0.090683 | 0.0039548 | 0.0054515 | 0.021384 | 0.097716 | 0.012625 | 0.074815 | 0.10235 | 0.098652 | 0.053524 | 0.073489 | 0.014623 | 0.02763 | 0.062084 | 0.019226 | 0.030217 | 0.17311 | 0.10044 | 0.10899 | 0 | 0 | 0 | 0 | 0 | 0 | 0 | 0 | 0 | 0 | 0 | 0 | 0 | 0 | 0 | 0 | 0 | 0 | 0 | 0 | 0 | 0 | 7
0.54477 | 0.19668 | 0.34474 | 0.32327 | 0.19579 | 0.25372 | 0.29587 | 0.29747 | 0.40095 | 0.24396 | 0.21506 | 0 | 0 | 0 | 0 | 0.20063 | 0 | 0.16116 | 0 | 0.0011204 | 0 | 0.23553 | 0.65331 | 0.5034 | 0.59578 | 0.48597 | 0.3111 | 0.29229 | 0.31477 | 0.45833 | 0.56126 | 0.41989 | 0.45369 | 0.43945 | 0.45893 | 0.40396 | 0.34029 | 0.29219 | 0.35669 | 0.4763 | 0.43185 | 0.36876 | 0.34325 | 0.46468 | 0.42354 | 0.4572 | 0.30163 | 0.29651 | 0.58159 | 0.46305 | 0.4659 | 0.44829 | 0.68615 | 0.2957 | 0.32433 | 0.53749 | 0.59016 | 0.39127 | 0.60508 | 0.67584 | 0.55749 | 0.29863 | 0.315 | 0.40396 | 0.41639 | 0.47771 | 0.55506 | 0.53644 | 0.61164 | 0.67309 | 0.45737 | 0.49124 | 0.61118 | 0.52626 | 0.19449 | 0.40615 | 0.53766 | 0.46333 | 0.42354 | 0.4659 | 0.4659 | 0.4659 | 0.29651 | 0.29651 | 0 | 0 | 0 | 0 | 0 | 0 | 0 | 0 | 0 | 0 | 0 | 0 | 0 | 0 | 0 | 0 | 0 | 0 | 0 | 0 | 0 | 0 | 0 | 0 | 0 | 0 | 0 | 0 | 0 | 0 | 0 | 0 | 0 | 0 | 0 | 0 | 0 | 0 | 0 | 0 | 0 | 0 | 0 | 0 | 0 | 0 | 0 | 0 | 0 | 0 | 0 | 0 | 0 | 0 | 0 | 0 | 0 | 0 | 0 | 0 | 0 | 0 | 1 | 0.9817 | 0.99564 | 0.96817 | 0.99917 | 0.98045 | 0.98175 | 0.9984 | 0.97559 | 0.99923 | 0.99946 | 0.9932 | 0.98614 | 0.99768 | 0.99867 | 0 | 0 | 0 | 0 | 0 | 0 | 0 | 0 | 0 | 0 | 0 | 0 | 0 | 0 | 0 | 2.113e-05 | 0 | 0 | 0 | 0 | 0 | 0 | 0 | 0 | 0 | 0 | 0 | 3.687e-07 | 0 | 0 | 0 | 0 | 0 | 0 | 0 | 0 | 0.0088529 | 0.074042 | 0.15152 | 0.017117 | 0 | 0 | 0 | 0 | 0.16036 | 0 | 0 | 0 | 0.047694 | 0 | 0 | 0 | 0.24448 | 0.13314 | 0.0023557 | 0.0013849 | 5.727e-05 | 0.00032538 | 0.0143 | 0.02297 | 0.00047554 | 0.062699 | 0.041281 | 0.042363 | 0.037733 | 0.00551 | 7.6637e-05 | 2.1906e-05 | 0 | 3.9328e-05 | 0.00015279 | 0.00047554 | 0.08459 | 0.17495 | 0.00075863 | 0.030906 | 0.038241 | 0.00047554 | 0 | 0 | 0 | 0 | 0 | 0 | 0 | 0 | 0 | 0 | 0 | 0 | 0 | 0 | 0 | 0 | 0 | 0 | 0 | 0 | 0 | 0 | 0 | 0 | 0.81395 | 0.81817 | 0.89222 | 0.91448 | 0.9612 | 0.92528 | 0.32211 | 0.64609 | 0.95819 | 0.91124 | 0.25931 | 0.5399 | 0.82869 | 0.8127 | 0.5734 | 0.52519 | 0.42719 | 0.94095 | 0.8942 | 0.92287 | 0.91046 | 0.91783 | 0.42386 | 0.68136 | 0.78348 | 0.88937 | 0.80267 | 0.79735 | 0.78373 | 0.81357 | 0.86779 | 0.71675 | 0.6677 | 0.91926 | 0.56262 | 0 | 0 | 0 | 0 | 0 | 0 | 0 | 0 | 0 | 0 | 0 | 0 | 0 | 0 | 0 | 0 | 0 | 0 | 0 | 0 | 0 | 0 | 0 | 0 | 0 | 0 | 0 | 0 | 0 | 0 | 0 | 0 | 0 | 0 | 0 | 1 | 1 | 0.98338 | 0.69126 | 0.55647 | 0.59837 | 0.52092 | 0.49245 | 0.56305 | 0.50452 | 0.50393 | 0.63332 | 0.40033 | 0.60674 | 0.70524 | 0.2786 | 0.318 | 0.5524 | 0.48083 | 0.55647 | 0.3856 | 0.60151 | 0.56962 | 0.76348 | 0.74497 | 0.77185 | 0.77883 | 0.70006 | 0.26099 | 0.26554 | 0.62214 | 0.5814 | 0.60373 | 0.38277 | 0.67566 | 0.3339 | 0.69208 | 0.62099 | 0.72689 | 0 | 0 | 0 | 0 | 0 | 0 | 0 | 0 | 0 | 0 | 0 | 0 | 0 | 0 | 0 | 0 | 0 | 0 | 0 | 0 | 0 | 0 | 0 | 0 | 0 | 0 | 0 | 0 | 0 | 0 | 0 | 0 | 0 | 0 | 0 | 0 | 0.73527 | 0.82497 | 0.70298 | 0.66583 | 0.91996 | 0.60986 | 0.84565 | 0.79576 | 0.91118 | 0.88398 | 0.80014 | 0.94439 | 0.57318 | 0.67358 | 0.63745 | 0.61999 | 0.97317 | 0.51753 | 0.93142 | 0.73936 | 0.92363 | 0.80342 | 0.47716 | 0.32999 | 0 | 0 | 0 | 0 | 0 | 0 | 0.030322 | 0.068221 | 0 | 0 | 0.052522 | 0.079782 | 0 | 0 | 0 | 0 | 0 | 0.012724 | 0 | 0 | 0 | 0.033168 | 0.034534 | 0 | 0.015441 | 0.00039193 | 0.073866 | 0.066089 | 0.090287 | 6.6989e-05 | 1.1974e-06 | 0.00019126 | 0.034743 | 0 | 0.032725 | 0.055311 | 0.002991 | 0.0022092 | 0 | 0.003354 | 0.0022795 | 2.6779e-06 | 2.6177e-05 | 4.2103e-05 | 2.2928e-05 | 0.00018539 | 0.00016465 | 0.0034205 | 0 | 0.066731 | 0.0018812 | 0.033065 | 0.55919 | 0.38119 | 0.3322 | 0.51083 | 0.31881 | 0.43444 | 0.33109 | 0.31115 | 0.089565 | 0.32937 | 0.37074 | 0.41528 | 0.39773 | 0.33702 | 0.56196 | 0.56397 | 0.56718 | 0.54123 | 0.57795 | 0.51765 | 0.52797 | 0.53894 | 0.34277 | 0.38884 | 0.35159 | 0.56296 | 0.58373 | 0.28205 | 0.14749 | 0.55874 | 0.56679 | 0.0095856 | 0.023903 | 0.0024453 | 0.00045529 | 0.066836 | 0.081732 | 0.052126 | 0.049721 | 0 | 0.0030604 | 0.04178 | 0.016009 | 0.067429 | 0.052126 | 0.10086 | 0.1317 | 0.1061 | 0.17113 | 0.12899 | 0.04327 | 0.065578 | 1.0873e-05 | 0.28009 | 0.23811 | 0 | 0 | 0.12663 | 0.050753 | 0.17039 | 0 | 0.09728 | 0.0092417 | 0.0092767 | 0.0086736 | 0 | 2.8927e-06 | 0.088762 | 0.18511 | 0.18566 | 0 | 0 | 0.0031326 | 0.0085395 | 0.0084424 | 0.00017278 | 0.0024248 | 0.0031326 | 0.12603 | 0.13221 | 0.12415 | 0.0037015 | 0.044156 | 0.11765 | 0.061262 | 0 | 4.4941e-06 | 0.0012538 | 0.14216 | 0.18429 | 0.0061244 | 0.10141 | 0 | 0 | 0 | 0 | 0 | 0 | 0 | 0 | 0 | 0 | 0 | 0 | 0 | 0 | 0 | 0 | 0 | 0 | 0 | 0 | 0 | 0 | 0 | 0 | 0 | 0 | 0 | 0 | 0.00043795 | 0.013609 | 0 | 0 | 0 | 0 | 0 | 0 | 0 | 0 | 0 | 0 | 0 | 0 | 0 | 0 | 0 | 0 | 0 | 0 | 0 | 0 | 0 | 0 | 0 | 0 | 0 | 0 | 0 | 0 | 0 | 0 | 0 | 0.32595 | 0.31689 | 0.26555 | 0.43401 | 0.38763 | 0.28269 | 0.27583 | 0.061992 | 0.28641 | 0.2393 | 0.20354 | 0.25167 | 0.21363 | 0.24002 | 0.22466 | 0.25361 | 0.16759 | 0.23178 | 0.38446 | 0.4129 | 0.40232 | 0.32728 | 0.22466 | 0.22466 | 0.22531 | 0.18283 | 0.18598 | 0.28189 | 0.10552 | 0.33718 | 0.20039 | 0.29104 | 0.22466 | 0.28642 | 0.45736 | 0.40113 | 0.22833 | 0.22833 | 0.44646 | 0.29183 | 0.45633 | 0.324 | 0.30542 | 0.32599 | 0.37153 | 0.43534 | 0.3192 | 0.32561 | 0.40969 | 0.44262 | 0.41855 | 0.32108 | 0.4079 | 0.28271 | 0.22372 | 0.32728 | 0.25573 | 0.25594 | 0.27841 | 0.32728 | 0.28271 | 0.22904 | 0.32167 | 0.40396 | 0.32728 | 0.32728 | 0.33859 | 0.15846 | 0.17066 | 0.17338 | 0.13876 | 0.38982 | 0.40348 | 0.1576 | 0.49435 | 0.44655 | 0.45495 | 0.32728 | 0.32728 | 0.15758 | 0.28177 | 0.28271 | 0.22305 | 0.315 | 0.45736 | 0.23945 | 0.32653 | 0.44795 | 0.40969 | 0.22466 | 0 | 0 | 0 | 0 | 0 | 0 | 0 | 0 | 0 | 0 | 0 | 0 | 0 | 0 | 0 | 0 | 0 | 0 | 0 | 0 | 0 | 0 | 0 | 0 | 0 | 0 | 0 | 0 | 0 | 0 | 0 | 0 | 0 | 0 | 0 | 0 | 0 | 0 | 0 | 0 | 0 | 0 | 0 | 0 | 0 | 0 | 0 | 0 | 0 | 0 | 0 | 0 | 0 | 0 | 0 | 0 | 0 | 0 | 0 | 0 | 0 | 0 | 0 | 0 | 0 | 0 | 0 | 0 | 0 | 0 | 0 | 0 | 0 | 0 | 0 | 0 | 0 | 0 | 0 | 0 | 0 | 0 | 0 | 0 | 0 | 0 | 0 | 0 | 0 | 0 | 0.97008 | 0.9492 | 0.9616 | 0.97255 | 0.935 | 0.95036 | 0.94481 | 0.94086 | 0.95475 | 0.98327 | 0.9399 | 0.95828 | 0.94816 | 0.95622 | 0.9691 | 0.94134 | 0.97075 | 0.82226 | 0.80361 | 0.59116 | 0.8492 | 0.84343 | 0.97075 | 0.94549 | 0.94051 | 0.97201 | 0.98458 | 0.94211 | 0.97514 | 0.95156 | 0.94489 | 0.94686 | 0 | 0 | 0 | 0 | 0 | 0 | 0 | 0 | 0 | 0.0058697 | 0.04945 | 0 | 0 | 0 | 0 | 0 | 0.00078362 | 0.088347 | 0.035233 | 0.22533 | 0.10235 | 0.18176 | 0 | 0 | 0 | 0 | 0.0054104 | 0 | 0 | 0 | 0 | 0.0006286 | 1 | 0.89942 | 0.87075 | 0.82753 | 0.88941 | 0.91981 | 0.65381 | 0.82194 | 0.92504 | 0.94754 | 0.71207 | 0.99677 | 0.99188 | 0.99024 | 0.79812 | 0.91317 | 0.94946 | 0.91294 | 0.97916 | 0.58151 | 0.81701 | 0.8959 | 0.97082 | 0.82357 | 0.98254 | 0.89849 | 0.88909 | 0.60707 | 0.9371 | 0 | 0 | 0 | 0 | 0 | 0 | 0 | 0 | 0 | 0 | 0 | 0 | 0 | 0 | 0 | 0 | 0 | 0 | 0 | 0 | 0 | 0 | 0 | 0 | 0 | 0 | 0 | 0 | 0.057377 | 0.050722 | 0.45006 | 0.12388 | 0.0057367 | 0.016666 | 0.055482 | 0.13687 | 0.022729 | 0.11171 | 0.14268 | 0.13052 | 0.060761 | 0.10234 | 0.028307 | 0.056525 | 0.068117 | 0.029598 | 0.068648 | 0.22856 | 0.13604 | 0.14932 | 0.33914 | 0.41225 | 0.12134 | 0.37512 | 0.51489 | 0.34238 | 0.223 | 0.12599 | 0.38164 | 0.13944 | 0.25919 | 0.27389 | 0.43613 | 0.24426 | 0.32702 | 0.35676 | 0.38621 | 0.37102 | 0.29562 | 0.20538 | 0.29753 | 0.28382 | 8
0.55086 | 0.23678 | 0.36867 | 0.31851 | 0.22297 | 0.27666 | 0.35289 | 0.38211 | 0.39057 | 0.30877 | 0.26832 | 0.079146 | 0.029743 | 0.05368 | 0.055329 | 0.19147 | 0.044289 | 0.20534 | 0.16861 | 0.049147 | 0.081855 | 0.39568 | 0.65537 | 0.39383 | 0.5148 | 0.34985 | 0.22294 | 0.23666 | 0.34843 | 0.45266 | 0.57419 | 0.42874 | 0.4595 | 0.43697 | 0.45336 | 0.42545 | 0.38006 | 0.31147 | 0.36722 | 0.43444 | 0.43533 | 0.38047 | 0.35015 | 0.45809 | 0.42949 | 0.34841 | 0.31498 | 0.31582 | 0.51399 | 0.44649 | 0.45925 | 0.44592 | 0.58592 | 0.3027 | 0.33161 | 0.41544 | 0.46501 | 0.40062 | 0.52616 | 0.6801 | 0.4416 | 0.31772 | 0.33237 | 0.42545 | 0.42802 | 0.46482 | 0.50264 | 0.4925 | 0.53888 | 0.5879 | 0.45111 | 0.35368 | 0.4971 | 0.38795 | 0.20332 | 0.42016 | 0.51491 | 0.45745 | 0.42949 | 0.45925 | 0.45925 | 0.45925 | 0.31582 | 0.31582 | 0.016695 | 0.018175 | 0.018283 | 0.017063 | 0.01819 | 0.022228 | 0.025049 | 0.019276 | 0.028485 | 0.024459 | 0.03284 | 0.022149 | 0.020755 | 0.023998 | 0.024757 | 0.025561 | 0.026541 | 0.022544 | 0.024286 | 0.024914 | 0.031128 | 0.0201 | 0.024518 | 0.018945 | 0.025643 | 0.025748 | 0.019372 | 0.024071 | 0.020277 | 0.024926 | 0.016167 | 0.035731 | 0.038038 | 0.019365 | 0.017077 | 0.024735 | 0.017182 | 0.016415 | 0.017755 | 0.025715 | 0.025485 | 0.023998 | 0.024392 | 0.019936 | 0.015298 | 0.018231 | 0.013107 | 0.012663 | 0.018581 | 0.017028 | 0.017759 | 0.017041 | 0.033617 | 0.024422 | 0.015157 | 0.021183 | 0.024518 | 0.020277 | 0.020277 | 0.020277 | 0.025748 | 0.025748 | 1 | 0.95184 | 0.97488 | 0.9399 | 0.99408 | 0.95821 | 0.9632 | 0.98873 | 0.9527 | 0.99656 | 0.9965 | 0.97617 | 0.96303 | 0.9863 | 0.99068 | 0.041842 | 0.49107 | 0.2342 | 0.59075 | 0.54086 | 0.5861 | 0.669 | 0.33542 | 0.60309 | 0.64225 | 0.50487 | 0.17843 | 0.6273 | 0.52718 | 0 | 5.3714e-05 | 0 | 0 | 0 | 0 | 0 | 0 | 0 | 0 | 0 | 0 | 0 | 8.987e-07 | 0 | 0 | 0 | 0 | 0 | 0 | 0.29869 | 0.38717 | 0.10775 | 0.13708 | 0.19217 | 0.17725 | 0.39603 | 0.2371 | 0.16333 | 0.31782 | 0.21544 | 0.33135 | 0.32226 | 0.2036 | 0.099409 | 0.31509 | 0.098206 | 0.30051 | 0.32849 | 0.31656 | 0.0080567 | 0.0049484 | 0.00022406 | 0.00079411 | 0.018078 | 0.032232 | 0.00073379 | 0.062881 | 0.047515 | 0.055682 | 0.049934 | 0.0074989 | 0.00029227 | 0.00039345 | 0 | 0.00053868 | 0.00058943 | 0.00073379 | 0.098848 | 0.18841 | 0.0011994 | 0.03902 | 0.044142 | 0.00073379 | 0.050563 | 0.06269 | 0.32991 | 0.31058 | 0.23922 | 0.16213 | 0.055544 | 0.13608 | 0.048459 | 0.35285 | 0.35275 | 0.34917 | 0.34821 | 0.18185 | 0.056892 | 0.23784 | 0.15297 | 0.05556 | 0.33589 | 0.27472 | 0.053801 | 0.33416 | 0.081391 | 0.056571 | 0.72276 | 0.76499 | 0.80972 | 0.84045 | 0.91113 | 0.87182 | 0.39519 | 0.64233 | 0.89382 | 0.8168 | 0.29904 | 0.55321 | 0.76666 | 0.74801 | 0.5468 | 0.50921 | 0.42486 | 0.87538 | 0.82996 | 0.85586 | 0.83367 | 0.84367 | 0.42415 | 0.63436 | 0.69456 | 0.80925 | 0.74672 | 0.75125 | 0.72597 | 0.76116 | 0.80667 | 0.69077 | 0.64909 | 0.84453 | 0.5484 | 0.022246 | 0.013251 | 0.028213 | 0.017693 | 0.03128 | 0.081514 | 0.028442 | 0.037786 | 0.03876 | 0.033486 | 0.030332 | 0.030455 | 0.014189 | 0.0153 | 0.019072 | 0.018435 | 0.024351 | 0.023859 | 0.017434 | 0.017119 | 0.022327 | 0.021142 | 0.027693 | 0.027427 | 0.034749 | 0.0232 | 0.019731 | 0.018159 | 0.017311 | 0.013293 | 0.018089 | 0.014771 | 0.017236 | 0.021435 | 0.020929 | 1 | 1 | 0.97836 | 0.59798 | 0.59257 | 0.62956 | 0.54704 | 0.44455 | 0.59767 | 0.48715 | 0.48138 | 0.66268 | 0.43473 | 0.51619 | 0.61799 | 0.29046 | 0.29475 | 0.56792 | 0.48659 | 0.59257 | 0.33552 | 0.50968 | 0.4768 | 0.68679 | 0.69604 | 0.70926 | 0.7024 | 0.64115 | 0.23676 | 0.23665 | 0.55158 | 0.51022 | 0.51182 | 0.41177 | 0.57298 | 0.37568 | 0.70363 | 0.57508 | 0.66782 | 0.029535 | 0.6292 | 0.62911 | 0.50869 | 0.11048 | 0.61179 | 0.47279 | 0.4148 | 0.63279 | 0.40766 | 0.02405 | 0.01365 | 0.15209 | 0.042703 | 0.3272 | 0.15205 | 0.6292 | 0.037453 | 0.033877 | 0.028136 | 0.01668 | 0.012956 | 0.013989 | 0.015846 | 0.012412 | 0.02437 | 0.026542 | 0.20669 | 0.16537 | 0.034144 | 0.54901 | 0.016431 | 0.46845 | 0.64399 | 0.46359 | 0.01302 | 0.7725 | 0.73065 | 0.61948 | 0.55357 | 0.8261 | 0.59944 | 0.8039 | 0.77697 | 0.93242 | 0.81594 | 0.75593 | 0.93955 | 0.56 | 0.63708 | 0.60704 | 0.58599 | 0.92759 | 0.51156 | 0.92513 | 0.7128 | 0.89494 | 0.68755 | 0.46424 | 0.30724 | 0.2463 | 0.30774 | 0.24738 | 0.17618 | 0.23331 | 0.050028 | 0.065761 | 0.18674 | 0.048629 | 0.070196 | 0.066482 | 0.087328 | 0.30719 | 0.3019 | 0.13204 | 0.082482 | 0.30123 | 0.07166 | 0.19864 | 0.045261 | 0.34457 | 0.09767 | 5.8447e-07 | 0 | 0.016964 | 0 | 0.060789 | 0.045854 | 0.099803 | 3.1234e-05 | 1.4391e-06 | 8.8327e-05 | 0.03828 | 0 | 0.026056 | 0.050889 | 0 | 0 | 0 | 0.00042382 | 0.0002835 | 5.8112e-08 | 0 | 0 | 0 | 8.6074e-05 | 7.6448e-05 | 0.00056107 | 0 | 0.086407 | 0.0014981 | 0.0042057 | 0.68926 | 0.46794 | 0.40445 | 0.68751 | 0.41654 | 0.55025 | 0.40812 | 0.38015 | 0.45203 | 0.39552 | 0.44086 | 0.52734 | 0.50139 | 0.41805 | 0.75528 | 0.75963 | 0.76446 | 0.73889 | 0.73273 | 0.65312 | 0.67643 | 0.72263 | 0.42269 | 0.4861 | 0.42588 | 0.74306 | 0.70849 | 0.32747 | 0.49521 | 0.68716 | 0.76008 | 0.019951 | 0.031184 | 0.0029461 | 0.00056766 | 0.064271 | 0.075708 | 0.054762 | 0.053418 | 8.9584e-06 | 0.017138 | 0.047858 | 0.025469 | 0.066463 | 0.054762 | 0.089874 | 0.12672 | 0.10965 | 0.19008 | 0.12045 | 0.047219 | 0.062824 | 2.6867e-05 | 0.28698 | 0.26239 | 3.781e-06 | 1.9008e-06 | 0.17494 | 0.071241 | 0.24057 | 0 | 0.10223 | 0.018888 | 0.018965 | 0.017551 | 0 | 4.6034e-05 | 0.11496 | 0.24429 | 0.17847 | 8.9585e-06 | 8.9203e-06 | 0.0068169 | 0.017236 | 0.017011 | 0.00022203 | 0.0029266 | 0.0068169 | 0.11101 | 0.11921 | 0.10864 | 0.0058921 | 0.0481 | 0.10611 | 0.060529 | 8.8951e-06 | 2.4316e-05 | 0.0048307 | 0.16259 | 0.18721 | 0.012732 | 0.13901 | 0.067049 | 0.065738 | 0.30358 | 0.32646 | 0.051685 | 0.060412 | 0.062019 | 0.060017 | 0.35562 | 0.099091 | 0.057049 | 0.046257 | 0.064304 | 0.06153 | 0.047999 | 0.047777 | 0.045471 | 0.040817 | 0.042818 | 0.046843 | 0.056408 | 0.36251 | 0.048021 | 0.036052 | 0.39008 | 0.35579 | 0.25142 | 0.39542 | 0.43661 | 0.37173 | 0.06617 | 0.18446 | 0.067304 | 0.12664 | 0.40509 | 0.4495 | 0.157 | 0.095322 | 0.039195 | 0.35909 | 0.40942 | 0.066302 | 0.13708 | 0.1818 | 0.32469 | 0.30775 | 0.2215 | 0.04448 | 0.044053 | 0.044465 | 0.28981 | 0.10342 | 0.054015 | 0.058797 | 0.43381 | 0.34121 | 0.32618 | 0.050917 | 0.039035 | 0.28877 | 0.31957 | 0.36163 | 0.35205 | 0.30065 | 0.45819 | 0.41381 | 0.30184 | 0.29611 | 0.062023 | 0.29484 | 0.2478 | 0.21466 | 0.27884 | 0.21991 | 0.27059 | 0.24733 | 0.28363 | 0.17313 | 0.24905 | 0.3768 | 0.43445 | 0.42428 | 0.37079 | 0.24733 | 0.24733 | 0.2493 | 0.20103 | 0.20285 | 0.30108 | 0.10624 | 0.36561 | 0.22312 | 0.29753 | 0.24733 | 0.29993 | 0.47917 | 0.42515 | 0.25837 | 0.25837 | 0.46866 | 0.31445 | 0.47817 | 0.35958 | 0.33324 | 0.36168 | 0.39343 | 0.45186 | 0.3545 | 0.36128 | 0.42003 | 0.46496 | 0.4109 | 0.35648 | 0.30055 | 0.30186 | 0.2464 | 0.37079 | 0.27067 | 0.28367 | 0.299 | 0.37079 | 0.30186 | 0.25911 | 0.35711 | 0.42545 | 0.37079 | 0.37079 | 0.37441 | 0.16126 | 0.17712 | 0.19241 | 0.14329 | 0.40613 | 0.4157 | 0.16014 | 0.43656 | 0.46875 | 0.4207 | 0.37079 | 0.37079 | 0.16012 | 0.30075 | 0.30186 | 0.24573 | 0.34649 | 0.47917 | 0.24048 | 0.36206 | 0.46846 | 0.42003 | 0.24733 | 0.026179 | 0.024551 | 0.02411 | 0.023878 | 0.02432 | 0.035583 | 0.025927 | 0.14367 | 0.051056 | 0.049461 | 0.055942 | 0.023304 | 0.053616 | 0.02229 | 0.02436 | 0.024016 | 0.036109 | 0.025398 | 0.024568 | 0.023906 | 0.024039 | 0.024823 | 0.02436 | 0.02436 | 0.024195 | 0.031276 | 0.026378 | 0.032082 | 0.18185 | 0.0298 | 0.022567 | 0.054242 | 0.02436 | 0.045311 | 0.023447 | 0.024026 | 0.024079 | 0.024079 | 0.023839 | 0.029826 | 0.023529 | 0.025326 | 0.02745 | 0.026213 | 0.025309 | 0.023864 | 0.024679 | 0.02596 | 0.024446 | 0.023884 | 0.023969 | 0.024838 | 0.018009 | 0.035532 | 0.024297 | 0.024823 | 0.041919 | 0.031678 | 0.03701 | 0.024823 | 0.035532 | 0.024079 | 0.024904 | 0.023998 | 0.024823 | 0.024823 | 0.026334 | 0.042495 | 0.034621 | 0.034988 | 0.036215 | 0.025003 | 0.024594 | 0.043322 | 0.021011 | 0.023837 | 0.022064 | 0.024823 | 0.024823 | 0.042902 | 0.031661 | 0.035532 | 0.024251 | 0.026719 | 0.023447 | 0.046817 | 0.026203 | 0.023633 | 0.024446 | 0.02436 | 0.94481 | 0.91947 | 0.93194 | 0.94341 | 0.89103 | 0.90733 | 0.90674 | 0.90409 | 0.90605 | 0.9577 | 0.93861 | 0.93691 | 0.92456 | 0.93649 | 0.94729 | 0.92273 | 0.93616 | 0.8655 | 0.81636 | 0.63648 | 0.84596 | 0.89343 | 0.93747 | 0.90704 | 0.89951 | 0.93933 | 0.96379 | 0.9022 | 0.94958 | 0.92333 | 0.90688 | 0.89555 | 0.025831 | 0.020338 | 0.023465 | 0.051773 | 0.023285 | 0.029563 | 0.019889 | 0.020772 | 0.036976 | 0.021639 | 0.028661 | 0.027602 | 0.029603 | 0.029615 | 0.14396 | 0.02832 | 0.055418 | 0.038668 | 0.02564 | 0.073612 | 0.037831 | 0.094295 | 0.026857 | 0.020793 | 0.021302 | 0.02676 | 0.021336 | 0.020779 | 0.033262 | 0.024853 | 0.019863 | 0.024912 | 1 | 0.8688 | 0.8388 | 0.78263 | 0.83066 | 0.87942 | 0.6244 | 0.76998 | 0.86606 | 0.91077 | 0.66988 | 0.99521 | 0.9881 | 0.98491 | 0.79392 | 0.8608 | 0.91339 | 0.86406 | 0.96127 | 0.56545 | 0.78264 | 0.85368 | 0.95655 | 0.77521 | 0.97463 | 0.84677 | 0.8544 | 0.58807 | 0.90172 | 0.64834 | 0.57891 | 0.66891 | 0.67549 | 0.66755 | 0.68158 | 0.67578 | 0.68068 | 0.64752 | 0.58824 | 0.63824 | 0.63384 | 0.63644 | 0.66003 | 0.67771 | 0.66122 | 0.67028 | 0.66466 | 0.6821 | 0.67293 | 0.66994 | 0.65806 | 0.68133 | 0.64963 | 0.67656 | 0.66911 | 0.65817 | 0.66374 | 0.045331 | 0.022754 | 0.44315 | 0.1208 | 0.0069735 | 0.0268 | 0.080061 | 0.13885 | 0.028035 | 0.11971 | 0.16426 | 0.11605 | 0.048187 | 0.11861 | 0.037437 | 0.065206 | 0.03778 | 0.027374 | 0.094973 | 0.24658 | 0.15195 | 0.16242 | 0.41559 | 0.52398 | 0.064064 | 0.42713 | 0.60505 | 0.39244 | 0.26684 | 0.28273 | 0.43871 | 0.13146 | 0.30899 | 0.37176 | 0.5396 | 0.11924 | 0.39036 | 0.4332 | 0.50848 | 0.44669 | 0.34877 | 0.12307 | 0.34987 | 0.34513 | 9
0.52759 | 0.31649 | 0.4032 | 0.34095 | 0.2433 | 0.34192 | 0.39908 | 0.42693 | 0.41862 | 0.36935 | 0.30267 | 0.071689 | 0.042389 | 0.067272 | 0.070223 | 0.15773 | 0.060929 | 0.09566 | 0.20673 | 0.059495 | 0.1073 | 0.4229 | 0.65089 | 0.30122 | 0.40403 | 0.25886 | 0.18234 | 0.2147 | 0.35017 | 0.43288 | 0.58417 | 0.39265 | 0.46671 | 0.40542 | 0.41611 | 0.3945 | 0.37825 | 0.31096 | 0.36353 | 0.36563 | 0.39763 | 0.35851 | 0.36622 | 0.4213 | 0.39222 | 0.26974 | 0.32147 | 0.31406 | 0.40938 | 0.39142 | 0.41981 | 0.43224 | 0.45535 | 0.3202 | 0.34867 | 0.32743 | 0.34166 | 0.37237 | 0.41071 | 0.67953 | 0.3314 | 0.31537 | 0.32544 | 0.3945 | 0.39305 | 0.41865 | 0.41835 | 0.41287 | 0.42769 | 0.46578 | 0.43027 | 0.2612 | 0.38015 | 0.28416 | 0.22282 | 0.38831 | 0.47046 | 0.41814 | 0.39222 | 0.41981 | 0.41981 | 0.41981 | 0.31406 | 0.31406 | 0.018957 | 0.029402 | 0.027073 | 0.033578 | 0.05406 | 0.068771 | 0.031943 | 0.020967 | 0.032291 | 0.029333 | 0.039923 | 0.026092 | 0.024125 | 0.030895 | 0.031968 | 0.03157 | 0.032158 | 0.02982 | 0.028821 | 0.02992 | 0.043171 | 0.0231 | 0.029132 | 0.051159 | 0.033179 | 0.031579 | 0.026584 | 0.029007 | 0.02345 | 0.02812 | 0.033859 | 0.050921 | 0.054504 | 0.049059 | 0.030257 | 0.029562 | 0.025746 | 0.018764 | 0.02937 | 0.031515 | 0.031056 | 0.030895 | 0.029562 | 0.023561 | 0.021525 | 0.024115 | 0.020462 | 0.021104 | 0.020079 | 0.032937 | 0.036706 | 0.031264 | 0.046083 | 0.029857 | 0.01944 | 0.024664 | 0.029132 | 0.02345 | 0.02345 | 0.02345 | 0.031579 | 0.031579 | 0.99983 | 0.90558 | 0.93665 | 0.9024 | 0.97679 | 0.93028 | 0.94086 | 0.96578 | 0.91942 | 0.99006 | 0.98297 | 0.94791 | 0.93647 | 0.96257 | 0.9668 | 0.078779 | 0.6665 | 0.29177 | 0.73462 | 0.61598 | 0.69927 | 0.74996 | 0.40359 | 0.73663 | 0.73447 | 0.70985 | 0.39292 | 0.74229 | 0.69424 | 0 | 4.281e-05 | 0 | 0 | 0 | 0 | 0 | 0 | 0 | 0 | 0 | 0 | 0 | 0 | 0 | 0 | 0 | 0 | 0 | 0 | 0.36335 | 0.42713 | 0.083376 | 0.15454 | 0.22234 | 0.21258 | 0.45553 | 0.29863 | 0.20032 | 0.36575 | 0.25916 | 0.39123 | 0.3697 | 0.12739 | 0.12721 | 0.36199 | 0.13512 | 0.34632 | 0.39632 | 0.37443 | 0.0098696 | 0.018588 | 0.00047793 | 0.001558 | 0.030396 | 0.044691 | 0.0010224 | 0.083241 | 0.060809 | 0.078082 | 0.070675 | 0.010876 | 0.00061897 | 0.0010214 | 0 | 0.0013794 | 0.0012866 | 0.0010224 | 0.12271 | 0.2134 | 0.0015738 | 0.055586 | 0.057369 | 0.0010224 | 0.069661 | 0.086646 | 0.40405 | 0.37536 | 0.29157 | 0.20322 | 0.07593 | 0.17966 | 0.073039 | 0.40344 | 0.40521 | 0.42392 | 0.42868 | 0.22341 | 0.079504 | 0.28515 | 0.18751 | 0.07597 | 0.37793 | 0.29905 | 0.073863 | 0.39546 | 0.11538 | 0.078495 | 0.59747 | 0.66073 | 0.68843 | 0.70213 | 0.82939 | 0.80121 | 0.41251 | 0.60546 | 0.79319 | 0.68833 | 0.32834 | 0.56234 | 0.64887 | 0.61934 | 0.50282 | 0.46779 | 0.41622 | 0.76952 | 0.70931 | 0.73511 | 0.70728 | 0.72665 | 0.41645 | 0.56334 | 0.58956 | 0.68619 | 0.62974 | 0.64326 | 0.60725 | 0.65083 | 0.68644 | 0.645 | 0.61355 | 0.7279 | 0.52983 | 0.093249 | 0.022272 | 0.051415 | 0.031199 | 0.05887 | 0.22032 | 0.038874 | 0.048519 | 0.052133 | 0.042442 | 0.042738 | 0.034125 | 0.024925 | 0.023709 | 0.023627 | 0.021991 | 0.028038 | 0.038106 | 0.028106 | 0.028995 | 0.039425 | 0.036657 | 0.033608 | 0.031953 | 0.13454 | 0.032183 | 0.027009 | 0.025019 | 0.022738 | 0.020603 | 0.027931 | 0.019246 | 0.020442 | 0.037328 | 0.023862 | 1 | 1 | 0.9749 | 0.49921 | 0.62165 | 0.6547 | 0.57274 | 0.39627 | 0.61682 | 0.45593 | 0.4464 | 0.68475 | 0.46412 | 0.42847 | 0.50028 | 0.30508 | 0.29299 | 0.58968 | 0.49949 | 0.62165 | 0.30136 | 0.42247 | 0.39285 | 0.57727 | 0.62269 | 0.61544 | 0.59031 | 0.55253 | 0.23449 | 0.22961 | 0.478 | 0.43896 | 0.42415 | 0.42257 | 0.44562 | 0.40244 | 0.70728 | 0.51956 | 0.58725 | 0.21994 | 0.71808 | 0.71499 | 0.61409 | 0.44515 | 0.71268 | 0.62699 | 0.58393 | 0.71796 | 0.5123 | 0.07538 | 0.023751 | 0.23814 | 0.080394 | 0.41647 | 0.20372 | 0.71808 | 0.29814 | 0.29197 | 0.10978 | 0.03718 | 0.019187 | 0.023926 | 0.027999 | 0.019171 | 0.062481 | 0.070474 | 0.43142 | 0.38617 | 0.31761 | 0.69032 | 0.036165 | 0.58968 | 0.72469 | 0.63635 | 0.019213 | 0.77172 | 0.6401 | 0.5349 | 0.44223 | 0.71779 | 0.59807 | 0.7356 | 0.74682 | 0.92284 | 0.70733 | 0.68935 | 0.91559 | 0.57016 | 0.58517 | 0.56127 | 0.53515 | 0.85185 | 0.53031 | 0.89984 | 0.67424 | 0.83653 | 0.57884 | 0.48729 | 0.097674 | 0.096591 | 0.18773 | 0.17117 | 0.075406 | 0.17229 | 0.060949 | 0.069866 | 0.075952 | 0.054104 | 0.082629 | 0.067375 | 0.082383 | 0.31856 | 0.27108 | 0.14033 | 0.068648 | 0.1846 | 0.06757 | 0.22269 | 0.054101 | 0.20084 | 0.073955 | 0 | 0 | 0.017775 | 0 | 0.050348 | 0.03818 | 0.1073 | 1.9478e-07 | 1.3183e-06 | 0 | 0.04008 | 0 | 0.022274 | 0.049187 | 0 | 0 | 0 | 0.00012236 | 8.1848e-05 | 2.3043e-08 | 0 | 0 | 0 | 0 | 0 | 0.00020717 | 0 | 0.095072 | 0.0012807 | 0.0012142 | 0.76971 | 0.50451 | 0.46126 | 0.77107 | 0.5054 | 0.62723 | 0.47361 | 0.42861 | 0.50463 | 0.45122 | 0.50107 | 0.59215 | 0.54929 | 0.48571 | 0.83882 | 0.83453 | 0.83763 | 0.81957 | 0.81484 | 0.72985 | 0.73079 | 0.8055 | 0.4739 | 0.51771 | 0.47147 | 0.82553 | 0.86648 | 0.36293 | 0.56982 | 0.74471 | 0.84503 | 0.019063 | 0.029822 | 0.0027235 | 0.00049946 | 0.062302 | 0.071395 | 0.052126 | 0.049985 | 0 | 0.015932 | 0.043851 | 0.028059 | 0.063708 | 0.052126 | 0.097167 | 0.14822 | 0.12745 | 0.26448 | 0.14995 | 0.050951 | 0.059683 | 0 | 0.307 | 0.29112 | 1.1162e-06 | 1.9686e-06 | 0.19784 | 0.079509 | 0.27038 | 0 | 0.10775 | 0.01819 | 0.018264 | 0.016892 | 0 | 4.8422e-05 | 0.12504 | 0.29924 | 0.2187 | 0 | 0 | 0.0065866 | 0.016587 | 0.016368 | 0.00018035 | 0.0027063 | 0.0065866 | 0.13017 | 0.14304 | 0.12733 | 0.0055816 | 0.045824 | 0.11794 | 0.056954 | 0 | 9.5896e-06 | 0.0047385 | 0.22515 | 0.24181 | 0.012273 | 0.15401 | 0.31452 | 0.2584 | 0.37939 | 0.38735 | 0.074648 | 0.082458 | 0.090839 | 0.089094 | 0.41284 | 0.31709 | 0.13359 | 0.072555 | 0.090171 | 0.090739 | 0.070329 | 0.07073 | 0.065658 | 0.059369 | 0.062626 | 0.068503 | 0.080655 | 0.38461 | 0.070034 | 0.054709 | 0.4403 | 0.40319 | 0.29606 | 0.44212 | 0.499 | 0.40536 | 0.089751 | 0.33126 | 0.32077 | 0.33549 | 0.44288 | 0.49694 | 0.18985 | 0.12419 | 0.059558 | 0.39742 | 0.45909 | 0.091711 | 0.33808 | 0.35008 | 0.39041 | 0.38284 | 0.2644 | 0.066058 | 0.064751 | 0.06587 | 0.37609 | 0.15926 | 0.074838 | 0.086514 | 0.4822 | 0.39692 | 0.3741 | 0.070901 | 0.057744 | 0.33965 | 0.36728 | 0.37103 | 0.36109 | 0.30561 | 0.43007 | 0.39033 | 0.33691 | 0.33101 | 0.082437 | 0.32898 | 0.27945 | 0.2467 | 0.29587 | 0.24926 | 0.29592 | 0.28848 | 0.30999 | 0.19942 | 0.28711 | 0.34247 | 0.40321 | 0.39409 | 0.37492 | 0.28848 | 0.28848 | 0.2841 | 0.22982 | 0.23738 | 0.3362 | 0.12697 | 0.39108 | 0.26232 | 0.33119 | 0.28848 | 0.33435 | 0.44648 | 0.40199 | 0.26383 | 0.26383 | 0.43778 | 0.34409 | 0.44565 | 0.3689 | 0.35483 | 0.37108 | 0.38317 | 0.42191 | 0.36362 | 0.37066 | 0.39329 | 0.43472 | 0.37374 | 0.36568 | 0.23227 | 0.33689 | 0.28747 | 0.37492 | 0.30539 | 0.33243 | 0.33765 | 0.37492 | 0.33689 | 0.2646 | 0.36633 | 0.3945 | 0.37492 | 0.37492 | 0.3849 | 0.18517 | 0.2042 | 0.22741 | 0.16717 | 0.3885 | 0.39164 | 0.18382 | 0.35952 | 0.43785 | 0.36369 | 0.37492 | 0.37492 | 0.18381 | 0.33587 | 0.33689 | 0.28675 | 0.3624 | 0.44648 | 0.26968 | 0.37123 | 0.43746 | 0.39329 | 0.28848 | 0.035869 | 0.032323 | 0.031325 | 0.031057 | 0.03135 | 0.063439 | 0.042059 | 0.18612 | 0.073584 | 0.069387 | 0.073362 | 0.032252 | 0.071424 | 0.033147 | 0.03964 | 0.035095 | 0.054827 | 0.040948 | 0.032126 | 0.030852 | 0.030952 | 0.03206 | 0.03964 | 0.039638 | 0.034754 | 0.044575 | 0.040618 | 0.056127 | 0.22574 | 0.044524 | 0.035856 | 0.076772 | 0.03964 | 0.070435 | 0.030639 | 0.031238 | 0.031293 | 0.031293 | 0.031044 | 0.046624 | 0.030724 | 0.034011 | 0.039599 | 0.035942 | 0.033773 | 0.031081 | 0.0326 | 0.035391 | 0.031698 | 0.031091 | 0.031429 | 0.032946 | 0.034908 | 0.063495 | 0.039506 | 0.03206 | 0.063948 | 0.050949 | 0.060626 | 0.03206 | 0.063495 | 0.031294 | 0.033092 | 0.030895 | 0.03206 | 0.03206 | 0.036272 | 0.063082 | 0.052904 | 0.050714 | 0.05229 | 0.032949 | 0.032053 | 0.064151 | 0.029175 | 0.031043 | 0.030029 | 0.03206 | 0.03206 | 0.06345 | 0.054812 | 0.063495 | 0.039409 | 0.03744 | 0.030639 | 0.067628 | 0.035919 | 0.030881 | 0.031698 | 0.03964 | 0.91615 | 0.89137 | 0.90059 | 0.90816 | 0.83383 | 0.86253 | 0.87061 | 0.86836 | 0.84034 | 0.92093 | 0.92069 | 0.9143 | 0.91034 | 0.9208 | 0.93109 | 0.90662 | 0.86395 | 0.8587 | 0.78695 | 0.62101 | 0.80308 | 0.88522 | 0.90638 | 0.86907 | 0.85285 | 0.90858 | 0.9292 | 0.85946 | 0.92039 | 0.89508 | 0.87094 | 0.84436 | 0.039413 | 0.030205 | 0.034811 | 0.062404 | 0.031988 | 0.036249 | 0.029896 | 0.030825 | 0.043764 | 0.0292 | 0.032661 | 0.036304 | 0.063149 | 0.04411 | 0.46091 | 0.17784 | 0.044869 | 0.039275 | 0.029531 | 0.050433 | 0.035526 | 0.070525 | 0.036508 | 0.030575 | 0.030661 | 0.036591 | 0.028743 | 0.030378 | 0.045463 | 0.035665 | 0.029882 | 0.032684 | 1 | 0.8266 | 0.78809 | 0.73842 | 0.78319 | 0.84723 | 0.59269 | 0.73023 | 0.82116 | 0.87438 | 0.61646 | 0.99373 | 0.98434 | 0.97764 | 0.78768 | 0.81777 | 0.88009 | 0.82677 | 0.94456 | 0.54263 | 0.75226 | 0.82005 | 0.94216 | 0.72608 | 0.96785 | 0.8072 | 0.82418 | 0.55902 | 0.87098 | 0.74439 | 0.74062 | 0.7513 | 0.74788 | 0.73487 | 0.75572 | 0.74907 | 0.7529 | 0.71489 | 0.72485 | 0.7001 | 0.69604 | 0.70111 | 0.73346 | 0.74887 | 0.72852 | 0.73835 | 0.73566 | 0.75414 | 0.74355 | 0.7403 | 0.72557 | 0.75595 | 0.71551 | 0.74975 | 0.73801 | 0.75343 | 0.73334 | 0.03194 | 0.016016 | 0.44246 | 0.1048 | 0.0054861 | 0.032495 | 0.087515 | 0.13639 | 0.026206 | 0.12007 | 0.17826 | 0.10458 | 0.034082 | 0.12716 | 0.041805 | 0.066728 | 0.032936 | 0.020447 | 0.10418 | 0.25905 | 0.16342 | 0.17099 | 0.47256 | 0.59839 | 0.072457 | 0.41759 | 0.6548 | 0.41357 | 0.28864 | 0.33797 | 0.46805 | 0.1571 | 0.31019 | 0.44843 | 0.6108 | 0.13206 | 0.42516 | 0.48088 | 0.59259 | 0.50071 | 0.36856 | 0.08978 | 0.38693 | 0.37282 | 10
0.45953 | 0.38561 | 0.44951 | 0.36635 | 0.25943 | 0.40629 | 0.43996 | 0.46037 | 0.48545 | 0.4329 | 0.32051 | 0.071269 | 0.044285 | 0.068612 | 0.070155 | 0.16024 | 0.065347 | 0.098307 | 0.21007 | 0.057351 | 0.11551 | 0.4341 | 0.59237 | 0.21209 | 0.28035 | 0.19169 | 0.16832 | 0.21393 | 0.32475 | 0.37299 | 0.56069 | 0.31266 | 0.4584 | 0.33356 | 0.335 | 0.31385 | 0.34397 | 0.28673 | 0.3368 | 0.26835 | 0.31685 | 0.30175 | 0.38199 | 0.3399 | 0.31238 | 0.22563 | 0.31291 | 0.28773 | 0.29025 | 0.30115 | 0.33512 | 0.38498 | 0.3296 | 0.33422 | 0.35843 | 0.27574 | 0.24617 | 0.30612 | 0.28536 | 0.62494 | 0.2341 | 0.28815 | 0.29132 | 0.31385 | 0.31292 | 0.33055 | 0.31362 | 0.30782 | 0.30347 | 0.32968 | 0.36875 | 0.19251 | 0.28571 | 0.20641 | 0.24048 | 0.31202 | 0.38946 | 0.33375 | 0.31238 | 0.33512 | 0.33512 | 0.33512 | 0.28773 | 0.28773 | 0.019237 | 0.047516 | 0.039075 | 0.057781 | 0.082855 | 0.15685 | 0.029455 | 0.020796 | 0.030343 | 0.030907 | 0.037407 | 0.024903 | 0.023916 | 0.032972 | 0.030297 | 0.027722 | 0.02688 | 0.035507 | 0.030262 | 0.02965 | 0.042662 | 0.023334 | 0.030641 | 0.07561 | 0.029783 | 0.027563 | 0.034468 | 0.031322 | 0.023701 | 0.026445 | 0.10086 | 0.053299 | 0.058307 | 0.07293 | 0.049121 | 0.0301 | 0.036815 | 0.018766 | 0.047562 | 0.027645 | 0.028221 | 0.032972 | 0.03121 | 0.024701 | 0.028944 | 0.0297 | 0.029739 | 0.030948 | 0.020172 | 0.056989 | 0.072387 | 0.053982 | 0.046632 | 0.031205 | 0.023406 | 0.025183 | 0.030641 | 0.023701 | 0.023701 | 0.023701 | 0.027563 | 0.027563 | 0.99892 | 0.85859 | 0.88142 | 0.85592 | 0.94876 | 0.88677 | 0.91114 | 0.92127 | 0.87649 | 0.97329 | 0.96292 | 0.90492 | 0.89988 | 0.92585 | 0.92256 | 0.098958 | 0.68879 | 0.30218 | 0.75812 | 0.6332 | 0.71363 | 0.7423 | 0.45913 | 0.75377 | 0.7294 | 0.72432 | 0.52322 | 0.73329 | 0.75526 | 0 | 4.6985e-05 | 0 | 0 | 0 | 0 | 0 | 0 | 0 | 0 | 0 | 0 | 0 | 0 | 0 | 0 | 0 | 0 | 0 | 0 | 0.38613 | 0.42366 | 0.091089 | 0.15293 | 0.22891 | 0.23377 | 0.42226 | 0.39602 | 0.32942 | 0.40943 | 0.27455 | 0.43032 | 0.40426 | 0.1064 | 0.13963 | 0.39583 | 0.35177 | 0.37867 | 0.42096 | 0.40266 | 0.030371 | 0.032888 | 0.025422 | 0.014638 | 0.048628 | 0.06031 | 0.027798 | 0.09798 | 0.074579 | 0.10268 | 0.095983 | 0.043237 | 0.034214 | 0.0017916 | 0 | 0.0029783 | 0.0094339 | 0.027798 | 0.14343 | 0.22888 | 0.031791 | 0.077905 | 0.072353 | 0.027798 | 0.074993 | 0.09281 | 0.4256 | 0.39302 | 0.28372 | 0.10017 | 0.084703 | 0.083412 | 0.078979 | 0.38415 | 0.38994 | 0.43558 | 0.44689 | 0.24413 | 0.087612 | 0.30783 | 0.20351 | 0.084707 | 0.27059 | 0.10226 | 0.080346 | 0.3935 | 0.090281 | 0.085207 | 0.45879 | 0.50208 | 0.55278 | 0.52841 | 0.74371 | 0.73099 | 0.3801 | 0.52352 | 0.70344 | 0.56605 | 0.32162 | 0.53736 | 0.48609 | 0.45642 | 0.43115 | 0.39604 | 0.37889 | 0.64881 | 0.54764 | 0.57349 | 0.55419 | 0.57981 | 0.37911 | 0.46063 | 0.48461 | 0.5389 | 0.47557 | 0.48552 | 0.45171 | 0.49195 | 0.52537 | 0.54574 | 0.53414 | 0.58216 | 0.47696 | 0.13823 | 0.027736 | 0.064199 | 0.034396 | 0.10167 | 0.39273 | 0.035689 | 0.045946 | 0.054568 | 0.044273 | 0.040708 | 0.03158 | 0.030157 | 0.029013 | 0.023092 | 0.023376 | 0.026086 | 0.042883 | 0.030121 | 0.030743 | 0.045714 | 0.042557 | 0.02926 | 0.033138 | 0.2532 | 0.034273 | 0.029036 | 0.027551 | 0.025725 | 0.025383 | 0.030096 | 0.022031 | 0.021079 | 0.043539 | 0.023206 | 1 | 1 | 0.97613 | 0.39854 | 0.61063 | 0.64358 | 0.57172 | 0.35471 | 0.60331 | 0.41651 | 0.40689 | 0.67341 | 0.46518 | 0.33949 | 0.35649 | 0.31218 | 0.30184 | 0.5962 | 0.51173 | 0.61063 | 0.28493 | 0.33818 | 0.32429 | 0.42441 | 0.48653 | 0.46384 | 0.42767 | 0.41239 | 0.24407 | 0.23601 | 0.40832 | 0.36996 | 0.33922 | 0.4047 | 0.32216 | 0.39788 | 0.68754 | 0.45845 | 0.44251 | 0.27245 | 0.7372 | 0.73362 | 0.71593 | 0.47415 | 0.73694 | 0.64957 | 0.61011 | 0.73614 | 0.63087 | 0.23233 | 0.034469 | 0.41854 | 0.17656 | 0.58051 | 0.43936 | 0.7372 | 0.36264 | 0.39459 | 0.36593 | 0.04876 | 0.0262 | 0.032824 | 0.038058 | 0.027411 | 0.105 | 0.24111 | 0.50953 | 0.47382 | 0.39294 | 0.72198 | 0.11103 | 0.68037 | 0.74052 | 0.67979 | 0.027213 | 0.74739 | 0.57852 | 0.43499 | 0.33909 | 0.64191 | 0.58777 | 0.64142 | 0.68161 | 0.88891 | 0.62893 | 0.59178 | 0.87432 | 0.58284 | 0.48659 | 0.46836 | 0.4402 | 0.79117 | 0.56196 | 0.8525 | 0.58303 | 0.75655 | 0.49842 | 0.5392 | 0.077281 | 0.080777 | 0.081645 | 0.074213 | 0.072275 | 0.087487 | 0.050762 | 0.058022 | 0.063301 | 0.051063 | 0.058042 | 0.056661 | 0.072941 | 0.088652 | 0.088835 | 0.067444 | 0.065564 | 0.093418 | 0.055176 | 0.080021 | 0.046465 | 0.089458 | 0.070362 | 0 | 0 | 0.019839 | 0 | 0.048544 | 0.036251 | 0.11359 | 2.3495e-07 | 1.5901e-06 | 0 | 0.044619 | 0 | 0.021586 | 0.051645 | 0 | 0 | 0 | 0 | 0 | 0 | 0 | 0 | 0 | 0 | 0 | 0 | 0 | 0.10302 | 0.0012411 | 0 | 0.76716 | 0.44903 | 0.46791 | 0.76192 | 0.52939 | 0.60446 | 0.48874 | 0.42148 | 0.48217 | 0.45656 | 0.50528 | 0.57865 | 0.50869 | 0.49949 | 0.84809 | 0.84129 | 0.84322 | 0.82203 | 0.8199 | 0.65962 | 0.66215 | 0.80291 | 0.46632 | 0.45672 | 0.43614 | 0.81263 | 0.87413 | 0.34755 | 0.56631 | 0.66907 | 0.85401 | 0.0052865 | 0.019365 | 0.0022784 | 0.00041878 | 0.063863 | 0.071811 | 0.048962 | 0.047822 | 0 | 0.0031648 | 0.041352 | 0.032793 | 0.062379 | 0.048962 | 0.1086 | 0.15556 | 0.13876 | 0.34017 | 0.18649 | 0.058078 | 0.060814 | 0 | 0.31286 | 0.29304 | 0.028135 | 0.040365 | 0.23971 | 0.11652 | 0.29631 | 0 | 0.12426 | 0.0040279 | 0.0040274 | 0.003873 | 0 | 0.012619 | 0.14666 | 0.37844 | 0.2583 | 0 | 0 | 0.0075076 | 0.0038387 | 0.0038128 | 0.00015067 | 0.0022591 | 0.0075076 | 0.15167 | 0.17117 | 0.14941 | 0.0025998 | 0.04061 | 0.1345 | 0.056892 | 0 | 1.1011e-05 | 0.006606 | 0.3084 | 0.29677 | 0.005813 | 0.18318 | 0.34988 | 0.28702 | 0.39604 | 0.3881 | 0.084341 | 0.090522 | 0.09847 | 0.097799 | 0.39894 | 0.34955 | 0.14893 | 0.082047 | 0.093828 | 0.099138 | 0.082357 | 0.081354 | 0.074586 | 0.068975 | 0.074115 | 0.078302 | 0.090558 | 0.36397 | 0.079976 | 0.063158 | 0.42331 | 0.39268 | 0.29096 | 0.42966 | 0.48401 | 0.38999 | 0.091534 | 0.3551 | 0.35691 | 0.36673 | 0.41955 | 0.46738 | 0.18812 | 0.13062 | 0.072883 | 0.37662 | 0.435 | 0.092623 | 0.36846 | 0.37793 | 0.40319 | 0.40226 | 0.27361 | 0.08111 | 0.07864 | 0.081297 | 0.39404 | 0.16863 | 0.084634 | 0.095694 | 0.4542 | 0.38799 | 0.36528 | 0.076384 | 0.068443 | 0.35252 | 0.36015 | 0.35599 | 0.34618 | 0.28776 | 0.35266 | 0.32158 | 0.35735 | 0.35099 | 0.097166 | 0.3445 | 0.29145 | 0.25829 | 0.29599 | 0.25866 | 0.30117 | 0.31526 | 0.31684 | 0.21371 | 0.31012 | 0.27936 | 0.32179 | 0.31463 | 0.35012 | 0.31526 | 0.31526 | 0.30369 | 0.25108 | 0.25817 | 0.35674 | 0.1402 | 0.38948 | 0.2869 | 0.34632 | 0.31526 | 0.35244 | 0.36124 | 0.33455 | 0.25018 | 0.25018 | 0.35596 | 0.35707 | 0.36074 | 0.35389 | 0.35666 | 0.35604 | 0.3364 | 0.34217 | 0.34868 | 0.35563 | 0.31994 | 0.35409 | 0.29929 | 0.35072 | 0.18334 | 0.35734 | 0.31417 | 0.35012 | 0.32123 | 0.35347 | 0.35754 | 0.35012 | 0.35734 | 0.25094 | 0.35136 | 0.31385 | 0.35012 | 0.35012 | 0.36862 | 0.19746 | 0.21916 | 0.24862 | 0.18014 | 0.32981 | 0.32262 | 0.19593 | 0.25926 | 0.356 | 0.27927 | 0.35012 | 0.35012 | 0.19591 | 0.35635 | 0.35734 | 0.31339 | 0.35637 | 0.36124 | 0.28197 | 0.35581 | 0.35534 | 0.31994 | 0.31526 | 0.032509 | 0.03036 | 0.02975 | 0.031643 | 0.031837 | 0.069114 | 0.045773 | 0.078469 | 0.085106 | 0.081275 | 0.08023 | 0.031245 | 0.082826 | 0.033577 | 0.043955 | 0.03621 | 0.063113 | 0.045582 | 0.034303 | 0.032943 | 0.03283 | 0.030066 | 0.043955 | 0.043952 | 0.035632 | 0.048474 | 0.044441 | 0.061299 | 0.088856 | 0.043945 | 0.038269 | 0.08846 | 0.043955 | 0.079195 | 0.032796 | 0.030004 | 0.029736 | 0.029736 | 0.030899 | 0.046702 | 0.0324 | 0.031383 | 0.037397 | 0.032554 | 0.033132 | 0.033168 | 0.030528 | 0.03222 | 0.033686 | 0.030679 | 0.034486 | 0.030738 | 0.054991 | 0.06905 | 0.043754 | 0.030066 | 0.074758 | 0.06278 | 0.070959 | 0.030066 | 0.06905 | 0.029737 | 0.030826 | 0.032972 | 0.030066 | 0.030066 | 0.032748 | 0.073527 | 0.060688 | 0.057979 | 0.0601 | 0.033481 | 0.033591 | 0.074875 | 0.038435 | 0.030905 | 0.036865 | 0.030066 | 0.030066 | 0.074003 | 0.060001 | 0.06905 | 0.043609 | 0.034537 | 0.032796 | 0.078963 | 0.03256 | 0.032801 | 0.033686 | 0.043955 | 0.8787 | 0.86743 | 0.86135 | 0.8718 | 0.79135 | 0.82569 | 0.84036 | 0.8433 | 0.79079 | 0.87207 | 0.87573 | 0.89053 | 0.88579 | 0.90458 | 0.89555 | 0.86137 | 0.78792 | 0.81258 | 0.7358 | 0.5756 | 0.74739 | 0.84326 | 0.86214 | 0.83668 | 0.81617 | 0.86365 | 0.89003 | 0.82518 | 0.87521 | 0.87964 | 0.8408 | 0.78984 | 0.081744 | 0.034522 | 0.036002 | 0.06335 | 0.032534 | 0.036437 | 0.029758 | 0.031612 | 0.045137 | 0.030933 | 0.032359 | 0.039906 | 0.26165 | 0.061673 | 0.5676 | 0.23781 | 0.044296 | 0.037028 | 0.030218 | 0.040061 | 0.032642 | 0.051423 | 0.037228 | 0.030503 | 0.030656 | 0.037401 | 0.030799 | 0.030324 | 0.048214 | 0.039432 | 0.029741 | 0.034748 | 1 | 0.78269 | 0.7289 | 0.69426 | 0.7502 | 0.81992 | 0.5513 | 0.69519 | 0.7918 | 0.84086 | 0.55649 | 0.99146 | 0.97803 | 0.96927 | 0.76793 | 0.78783 | 0.84786 | 0.7957 | 0.92825 | 0.50443 | 0.72291 | 0.7933 | 0.93071 | 0.68347 | 0.95798 | 0.7786 | 0.79896 | 0.51356 | 0.84507 | 0.74907 | 0.74869 | 0.75712 | 0.7574 | 0.74368 | 0.76549 | 0.75908 | 0.76131 | 0.72119 | 0.74269 | 0.70719 | 0.70303 | 0.71046 | 0.74555 | 0.75812 | 0.73491 | 0.7473 | 0.74132 | 0.76339 | 0.75315 | 0.75012 | 0.73354 | 0.76236 | 0.72552 | 0.75796 | 0.74732 | 0.76358 | 0.74319 | 0.026018 | 0.013021 | 0.46157 | 0.091972 | 0.0049185 | 0.034649 | 0.095445 | 0.13506 | 0.0262 | 0.122 | 0.17179 | 0.09686 | 0.027795 | 0.12046 | 0.040975 | 0.060146 | 0.030107 | 0.017967 | 0.11431 | 0.26706 | 0.15948 | 0.16187 | 0.47428 | 0.6005 | 0.06535 | 0.38423 | 0.61809 | 0.38806 | 0.27337 | 0.36463 | 0.42878 | 0.15758 | 0.2951 | 0.46476 | 0.6142 | 0.13508 | 0.41942 | 0.47818 | 0.5989 | 0.49617 | 0.27651 | 0.090362 | 0.34951 | 0.25463 | 11
0.22188 | 0.16927 | 0.38194 | 0.23645 | 0.27232 | 0.22453 | 0.39744 | 0.40225 | 0.39298 | 0.31079 | 0.29564 | 0.056057 | 0.033996 | 0.060045 | 0.057391 | 0.14264 | 0.053625 | 0.072874 | 0.19083 | 0.047553 | 0.10289 | 0.34431 | 0.36111 | 0.15946 | 0.18102 | 0.17508 | 0.20402 | 0.27601 | 0.17274 | 0.22147 | 0.31501 | 0.15796 | 0.26585 | 0.18493 | 0.18585 | 0.15242 | 0.18016 | 0.15398 | 0.18873 | 0.15293 | 0.16445 | 0.15682 | 0.21177 | 0.19051 | 0.15923 | 0.24859 | 0.17831 | 0.15365 | 0.18248 | 0.16276 | 0.18584 | 0.22725 | 0.27457 | 0.18325 | 0.18864 | 0.30964 | 0.20264 | 0.15781 | 0.18469 | 0.37622 | 0.17896 | 0.15374 | 0.15446 | 0.15242 | 0.15675 | 0.18566 | 0.19956 | 0.18482 | 0.20932 | 0.25881 | 0.21872 | 0.17445 | 0.25538 | 0.18017 | 0.14395 | 0.15626 | 0.24536 | 0.18423 | 0.15923 | 0.18584 | 0.18584 | 0.18584 | 0.15365 | 0.15365 | 0.01761 | 0.070246 | 0.052532 | 0.1041 | 0.29369 | 0.29639 | 0.024575 | 0.018867 | 0.024566 | 0.029991 | 0.029298 | 0.023884 | 0.023861 | 0.031148 | 0.025711 | 0.022561 | 0.022498 | 0.038707 | 0.029522 | 0.027481 | 0.032424 | 0.02343 | 0.029842 | 0.090557 | 0.023854 | 0.022511 | 0.042355 | 0.031575 | 0.024002 | 0.022614 | 0.10785 | 0.041557 | 0.045886 | 0.082352 | 0.066912 | 0.028553 | 0.04889 | 0.016437 | 0.06601 | 0.022705 | 0.024078 | 0.031148 | 0.03016 | 0.025926 | 0.03521 | 0.035548 | 0.036697 | 0.037369 | 0.018498 | 0.097652 | 0.084103 | 0.08072 | 0.036555 | 0.0298 | 0.025348 | 0.025249 | 0.029842 | 0.024002 | 0.024002 | 0.024002 | 0.022511 | 0.022511 | 0.96845 | 0.65416 | 0.757 | 0.6878 | 0.85132 | 0.74079 | 0.77719 | 0.82704 | 0.73143 | 0.89976 | 0.87591 | 0.80639 | 0.76902 | 0.87904 | 0.80043 | 0.10251 | 0.63655 | 0.356 | 0.66551 | 0.62377 | 0.65551 | 0.64737 | 0.53311 | 0.66395 | 0.63852 | 0.64723 | 0.56572 | 0.64341 | 0.66455 | 0 | 0.00016524 | 0 | 0 | 0 | 0 | 0 | 0 | 0 | 0 | 0 | 0 | 0 | 0 | 0 | 0 | 0 | 0 | 0 | 0 | 0.31585 | 0.31771 | 0.07606 | 0.080597 | 0.17976 | 0.21142 | 0.33709 | 0.29439 | 0.20704 | 0.37708 | 0.22736 | 0.39538 | 0.38019 | 0.087883 | 0.12049 | 0.36921 | 0.13736 | 0.34687 | 0.36238 | 0.3564 | 0.052776 | 0.045784 | 0.049014 | 0.031555 | 0.051472 | 0.054266 | 0.048089 | 0.063423 | 0.067718 | 0.092917 | 0.089458 | 0.061322 | 0.056491 | 0.026201 | 2.8779e-05 | 0.02618 | 0.031879 | 0.048089 | 0.10643 | 0.15792 | 0.052865 | 0.069663 | 0.064025 | 0.048089 | 0.072728 | 0.088852 | 0.39413 | 0.36644 | 0.21485 | 0.08571 | 0.083966 | 0.069647 | 0.066383 | 0.11916 | 0.13324 | 0.34808 | 0.40417 | 0.24126 | 0.086364 | 0.30298 | 0.20049 | 0.08395 | 0.097827 | 0.088009 | 0.078919 | 0.21077 | 0.077935 | 0.083322 | 0.32399 | 0.31037 | 0.34877 | 0.32522 | 0.49334 | 0.49627 | 0.14117 | 0.21706 | 0.45684 | 0.32384 | 0.1433 | 0.2787 | 0.30242 | 0.2534 | 0.15723 | 0.14288 | 0.12768 | 0.4028 | 0.32475 | 0.34986 | 0.34193 | 0.35826 | 0.12784 | 0.21345 | 0.33096 | 0.30432 | 0.2491 | 0.24202 | 0.23602 | 0.28188 | 0.30174 | 0.33253 | 0.28112 | 0.36067 | 0.20604 | 0.14216 | 0.028586 | 0.21712 | 0.03327 | 0.10484 | 0.42459 | 0.025897 | 0.036562 | 0.049802 | 0.039851 | 0.029318 | 0.024588 | 0.030938 | 0.027868 | 0.021467 | 0.022081 | 0.021978 | 0.043097 | 0.028295 | 0.028347 | 0.087379 | 0.0455 | 0.023212 | 0.03055 | 0.32193 | 0.031406 | 0.027975 | 0.026404 | 0.024325 | 0.025134 | 0.02856 | 0.021054 | 0.01948 | 0.046884 | 0.020966 | 1 | 1 | 0.98115 | 0.32816 | 0.62377 | 0.65416 | 0.60986 | 0.36558 | 0.60107 | 0.38545 | 0.38466 | 0.67861 | 0.50674 | 0.32351 | 0.28442 | 0.37477 | 0.36621 | 0.65226 | 0.57532 | 0.62377 | 0.34376 | 0.31242 | 0.33846 | 0.33804 | 0.32862 | 0.33337 | 0.33867 | 0.28883 | 0.31511 | 0.30779 | 0.32904 | 0.33808 | 0.31045 | 0.40816 | 0.28771 | 0.43116 | 0.64624 | 0.34311 | 0.31044 | 0.27184 | 0.67937 | 0.67782 | 0.67701 | 0.46629 | 0.68026 | 0.60428 | 0.57237 | 0.67891 | 0.67399 | 0.22443 | 0.041128 | 0.51151 | 0.39933 | 0.65974 | 0.5964 | 0.67937 | 0.37457 | 0.37901 | 0.35424 | 0.05218 | 0.02765 | 0.036278 | 0.042672 | 0.031414 | 0.36291 | 0.3652 | 0.49451 | 0.44973 | 0.37803 | 0.6701 | 0.11716 | 0.67767 | 0.68063 | 0.63381 | 0.029449 | 0.64683 | 0.4118 | 0.29304 | 0.19977 | 0.411 | 0.41238 | 0.50757 | 0.57404 | 0.78512 | 0.47977 | 0.45079 | 0.79281 | 0.5054 | 0.32592 | 0.27011 | 0.21683 | 0.55009 | 0.44135 | 0.76093 | 0.42972 | 0.63572 | 0.31333 | 0.46561 | 0.054619 | 0.075324 | 0.077778 | 0.068791 | 0.06161 | 0.068619 | 0.048576 | 0.044418 | 0.050764 | 0.052884 | 0.056066 | 0.04626 | 0.053158 | 0.069301 | 0.071072 | 0.056147 | 0.055403 | 0.071731 | 0.04342 | 0.060633 | 0.043306 | 0.079027 | 0.054448 | 0.062267 | 1.5008e-05 | 0.057324 | 0 | 0.096009 | 0.090844 | 0.12748 | 0.00024524 | 0.0010865 | 0.0019858 | 0.069111 | 0 | 0.061285 | 0.086228 | 0 | 1.1534e-05 | 0 | 0.0012398 | 0.00072872 | 0.00040244 | 0.0066295 | 0.0012691 | 0.039096 | 0.00025269 | 0.00020875 | 0.00043675 | 0 | 0.14184 | 0.031699 | 0 | 0.67402 | 0.12226 | 0.40161 | 0.65679 | 0.4661 | 0.48486 | 0.42525 | 0.29171 | 0.41783 | 0.39063 | 0.44273 | 0.38083 | 0.3253 | 0.43763 | 0.77687 | 0.76823 | 0.76681 | 0.67212 | 0.69463 | 0.41385 | 0.44543 | 0.61604 | 0.35224 | 0.13696 | 0.16547 | 0.68017 | 0.8067 | 0.096787 | 0.49752 | 0.48938 | 0.78174 | 0.041787 | 0.066193 | 0.0038056 | 0.00072743 | 0.10454 | 0.12446 | 0.11804 | 0.10887 | 0.00016759 | 0.03793 | 0.091195 | 0.061114 | 0.12658 | 0.11804 | 0.11963 | 0.12468 | 0.10451 | 0.16976 | 0.12911 | 0.078185 | 0.10491 | 1.392e-06 | 0.16875 | 0.14334 | 0.056317 | 0.080725 | 0.28736 | 0.17246 | 0.31574 | 0 | 0.19099 | 0.039166 | 0.039326 | 0.03619 | 0 | 0.025332 | 0.23007 | 0.29622 | 0.16005 | 0.00016759 | 0.00016687 | 0.016488 | 0.035492 | 0.034993 | 0.00025178 | 0.0037762 | 0.016488 | 0.12232 | 0.12845 | 0.12178 | 0.010338 | 0.10339 | 0.14317 | 0.10687 | 0.0001664 | 0.00019572 | 0.016468 | 0.19257 | 0.16625 | 0.027609 | 0.26012 | 0.34735 | 0.28487 | 0.35943 | 0.35687 | 0.082748 | 0.088663 | 0.095147 | 0.095378 | 0.38352 | 0.33598 | 0.14613 | 0.080722 | 0.087222 | 0.096446 | 0.075933 | 0.073169 | 0.062553 | 0.05961 | 0.064743 | 0.076714 | 0.093138 | 0.12878 | 0.066482 | 0.048198 | 0.39382 | 0.37229 | 0.14598 | 0.37997 | 0.43725 | 0.30277 | 0.080992 | 0.35505 | 0.35496 | 0.35608 | 0.33727 | 0.41916 | 0.13181 | 0.11718 | 0.061477 | 0.24568 | 0.39263 | 0.083773 | 0.35628 | 0.35682 | 0.31216 | 0.35869 | 0.2724 | 0.071093 | 0.069415 | 0.071695 | 0.35913 | 0.16454 | 0.07704 | 0.09452 | 0.41267 | 0.37412 | 0.35575 | 0.06612 | 0.058684 | 0.35463 | 0.34479 | 0.20675 | 0.20021 | 0.15489 | 0.17178 | 0.15953 | 0.26559 | 0.2546 | 0.063115 | 0.25427 | 0.22058 | 0.19921 | 0.1695 | 0.19516 | 0.17781 | 0.2075 | 0.19128 | 0.14253 | 0.20882 | 0.15164 | 0.15598 | 0.15313 | 0.18583 | 0.2075 | 0.2075 | 0.19482 | 0.15469 | 0.1676 | 0.26455 | 0.094674 | 0.26419 | 0.18507 | 0.25217 | 0.2075 | 0.2595 | 0.17366 | 0.16485 | 0.13624 | 0.13624 | 0.17188 | 0.25304 | 0.17349 | 0.20535 | 0.23464 | 0.20679 | 0.17896 | 0.16534 | 0.20188 | 0.20651 | 0.15564 | 0.17125 | 0.15101 | 0.20324 | 0.17662 | 0.26538 | 0.20663 | 0.18583 | 0.24841 | 0.29044 | 0.28039 | 0.18583 | 0.26538 | 0.13675 | 0.20366 | 0.15242 | 0.18583 | 0.18583 | 0.21603 | 0.13213 | 0.14601 | 0.15931 | 0.11995 | 0.17052 | 0.15943 | 0.13115 | 0.15298 | 0.1719 | 0.15079 | 0.18583 | 0.18583 | 0.13114 | 0.26404 | 0.26538 | 0.20601 | 0.22166 | 0.17366 | 0.19907 | 0.20646 | 0.1718 | 0.15564 | 0.2075 | 0.028436 | 0.025751 | 0.024982 | 0.028617 | 0.02884 | 0.04847 | 0.032362 | 0.066042 | 0.073138 | 0.073438 | 0.079058 | 0.024398 | 0.080725 | 0.02503 | 0.030442 | 0.027274 | 0.050162 | 0.032153 | 0.034602 | 0.031114 | 0.030858 | 0.025243 | 0.030442 | 0.03044 | 0.027239 | 0.039123 | 0.033454 | 0.042855 | 0.07401 | 0.035276 | 0.027061 | 0.07812 | 0.030442 | 0.063936 | 0.030947 | 0.025494 | 0.024971 | 0.024971 | 0.027243 | 0.036211 | 0.030174 | 0.027029 | 0.031134 | 0.028492 | 0.030747 | 0.031764 | 0.025961 | 0.028075 | 0.032903 | 0.026813 | 0.034809 | 0.026223 | 0.12826 | 0.048402 | 0.030322 | 0.025243 | 0.059889 | 0.048239 | 0.050827 | 0.025243 | 0.048402 | 0.024972 | 0.026333 | 0.031148 | 0.025243 | 0.025243 | 0.028651 | 0.060881 | 0.047665 | 0.047847 | 0.049922 | 0.031905 | 0.032534 | 0.062268 | 0.046129 | 0.027255 | 0.041388 | 0.025243 | 0.025243 | 0.061539 | 0.042173 | 0.048402 | 0.030236 | 0.029574 | 0.030947 | 0.067516 | 0.028517 | 0.030944 | 0.032903 | 0.030442 | 0.65338 | 0.61429 | 0.61667 | 0.67821 | 0.51329 | 0.58166 | 0.57205 | 0.56267 | 0.57872 | 0.61404 | 0.5847 | 0.6283 | 0.67656 | 0.63485 | 0.74504 | 0.62963 | 0.6239 | 0.54784 | 0.47177 | 0.32137 | 0.5088 | 0.65527 | 0.59679 | 0.56743 | 0.54389 | 0.59997 | 0.6436 | 0.55437 | 0.65375 | 0.57304 | 0.57256 | 0.56033 | 0.13317 | 0.035751 | 0.029976 | 0.052985 | 0.026028 | 0.029135 | 0.02686 | 0.028571 | 0.038779 | 0.025838 | 0.027159 | 0.034309 | 0.29758 | 0.070153 | 0.57694 | 0.3829 | 0.039597 | 0.030619 | 0.025092 | 0.030197 | 0.025479 | 0.041204 | 0.030691 | 0.027008 | 0.026128 | 0.030769 | 0.02615 | 0.026399 | 0.071002 | 0.037072 | 0.026874 | 0.028285 | 1 | 0.58599 | 0.51696 | 0.5198 | 0.58588 | 0.67396 | 0.41312 | 0.54261 | 0.62981 | 0.67919 | 0.38987 | 0.87975 | 0.85761 | 0.88792 | 0.70045 | 0.61356 | 0.67847 | 0.63725 | 0.82325 | 0.38435 | 0.58283 | 0.64582 | 0.78996 | 0.50767 | 0.90483 | 0.59355 | 0.65559 | 0.384 | 0.68266 | 0.67909 | 0.67983 | 0.68791 | 0.68508 | 0.67569 | 0.69804 | 0.69057 | 0.68634 | 0.6564 | 0.68228 | 0.63579 | 0.63355 | 0.64689 | 0.68243 | 0.68613 | 0.66567 | 0.67855 | 0.66492 | 0.6969 | 0.68537 | 0.68182 | 0.66124 | 0.6922 | 0.66307 | 0.68468 | 0.67951 | 0.69656 | 0.67705 | 0.078721 | 0.078893 | 0.48491 | 0.089878 | 0.0094246 | 0.05036 | 0.12849 | 0.15424 | 0.039967 | 0.14232 | 0.17552 | 0.12389 | 0.082947 | 0.11997 | 0.070884 | 0.10784 | 0.08877 | 0.039114 | 0.14628 | 0.28493 | 0.16453 | 0.16726 | 0.42077 | 0.53746 | 0.051118 | 0.32801 | 0.47897 | 0.13145 | 0.10294 | 0.12351 | 0.22984 | 0.098795 | 0.12678 | 0.37747 | 0.54728 | 0.11138 | 0.31382 | 0.41213 | 0.52143 | 0.37341 | 0.1971 | 0.077093 | 0.21025 | 0.21001 | 12
0.24323 | 0.31712 | 0.5117 | 0.31048 | 0.31403 | 0.37612 | 0.51646 | 0.5625 | 0.49906 | 0.48679 | 0.37715 | 0.034829 | 0.018692 | 0.040949 | 0.033681 | 0.058317 | 0.030803 | 0.055014 | 0.068572 | 0.031572 | 0.050979 | 0.22905 | 0.45138 | 0.21184 | 0.22418 | 0.2264 | 0.23858 | 0.3016 | 0.20009 | 0.25129 | 0.45363 | 0.17429 | 0.39911 | 0.20442 | 0.19929 | 0.17461 | 0.20347 | 0.18996 | 0.24093 | 0.19327 | 0.17865 | 0.17954 | 0.39334 | 0.20376 | 0.17421 | 0.29234 | 0.25852 | 0.18656 | 0.21364 | 0.18586 | 0.19683 | 0.27614 | 0.3181 | 0.34163 | 0.35576 | 0.36029 | 0.24905 | 0.17735 | 0.21904 | 0.47953 | 0.22977 | 0.18635 | 0.18476 | 0.17461 | 0.17436 | 0.1982 | 0.22334 | 0.20505 | 0.23126 | 0.28883 | 0.24565 | 0.22627 | 0.30005 | 0.23211 | 0.24938 | 0.17557 | 0.27878 | 0.19546 | 0.17421 | 0.19683 | 0.19683 | 0.19683 | 0.18656 | 0.18656 | 0.0147 | 0.056969 | 0.048485 | 0.063251 | 0.069973 | 0.14931 | 0.018332 | 0.015801 | 0.01831 | 0.025099 | 0.020533 | 0.019521 | 0.020002 | 0.026458 | 0.019294 | 0.01714 | 0.016464 | 0.03442 | 0.024673 | 0.022457 | 0.020516 | 0.019847 | 0.024924 | 0.070019 | 0.01655 | 0.017264 | 0.038009 | 0.026743 | 0.020333 | 0.017728 | 0.048758 | 0.024632 | 0.026483 | 0.067278 | 0.054519 | 0.023577 | 0.04475 | 0.013333 | 0.05595 | 0.017467 | 0.018902 | 0.026458 | 0.025298 | 0.022206 | 0.031355 | 0.031569 | 0.032416 | 0.032585 | 0.015651 | 0.063038 | 0.056255 | 0.060972 | 0.022547 | 0.024902 | 0.022207 | 0.021314 | 0.024924 | 0.020333 | 0.020333 | 0.020333 | 0.017264 | 0.017264 | 0.96906 | 0.75539 | 0.72139 | 0.78782 | 0.85532 | 0.82586 | 0.86274 | 0.77701 | 0.79139 | 0.92103 | 0.87661 | 0.76426 | 0.76696 | 0.81118 | 0.81966 | 0.097802 | 0.45938 | 0.33087 | 0.47134 | 0.48368 | 0.48821 | 0.45088 | 0.4409 | 0.47335 | 0.45017 | 0.4527 | 0.44127 | 0.43756 | 0.47191 | 0 | 0.00018938 | 0 | 0 | 0 | 0 | 0 | 0 | 0 | 0 | 0 | 0 | 0 | 0 | 0 | 0 | 0 | 0 | 0 | 0 | 0.07628 | 0.075289 | 0.050448 | 0.053707 | 0.086628 | 0.069222 | 0.072659 | 0.079014 | 0.077025 | 0.091668 | 0.063145 | 0.094437 | 0.090088 | 0.05884 | 0.055113 | 0.087123 | 0.072984 | 0.081093 | 0.078753 | 0.079925 | 0.045036 | 0.032345 | 0.04877 | 0.025416 | 0.051485 | 0.048531 | 0.03542 | 0.069463 | 0.071147 | 0.11906 | 0.11329 | 0.064266 | 0.055811 | 0.023991 | 4.7135e-05 | 0.022531 | 0.025883 | 0.03542 | 0.13742 | 0.19958 | 0.042311 | 0.08377 | 0.063467 | 0.03542 | 0.06559 | 0.070296 | 0.25917 | 0.10011 | 0.082827 | 0.060244 | 0.0751 | 0.042643 | 0.039524 | 0.086883 | 0.099071 | 0.28602 | 0.33484 | 0.096901 | 0.082312 | 0.095133 | 0.084868 | 0.075165 | 0.070099 | 0.062608 | 0.072519 | 0.090377 | 0.048967 | 0.079374 | 0.43653 | 0.41347 | 0.49733 | 0.47671 | 0.61227 | 0.64389 | 0.21669 | 0.27064 | 0.53165 | 0.38009 | 0.2232 | 0.4208 | 0.4129 | 0.37862 | 0.24907 | 0.24424 | 0.23382 | 0.53595 | 0.46431 | 0.49313 | 0.49451 | 0.50194 | 0.23337 | 0.25434 | 0.45526 | 0.39587 | 0.36541 | 0.38586 | 0.3621 | 0.39865 | 0.43703 | 0.42465 | 0.39904 | 0.50421 | 0.32724 | 0.042697 | 0.023846 | 0.1854 | 0.029141 | 0.098593 | 0.364 | 0.015879 | 0.024341 | 0.041344 | 0.034366 | 0.016419 | 0.017059 | 0.025872 | 0.023693 | 0.017809 | 0.017941 | 0.016914 | 0.063872 | 0.026372 | 0.026775 | 0.097665 | 0.10635 | 0.016184 | 0.025937 | 0.17642 | 0.028657 | 0.024886 | 0.023122 | 0.020149 | 0.020992 | 0.026274 | 0.017142 | 0.015268 | 0.1133 | 0.015992 | 1 | 1 | 0.98612 | 0.41288 | 0.58806 | 0.61916 | 0.56304 | 0.43448 | 0.59213 | 0.45912 | 0.4572 | 0.64759 | 0.46744 | 0.38948 | 0.32191 | 0.36492 | 0.37588 | 0.61833 | 0.56783 | 0.58806 | 0.38652 | 0.38119 | 0.40763 | 0.39659 | 0.3865 | 0.38872 | 0.38987 | 0.32308 | 0.32752 | 0.32511 | 0.42863 | 0.41923 | 0.37927 | 0.42957 | 0.33255 | 0.41839 | 0.64793 | 0.45639 | 0.35267 | 0.060156 | 0.52585 | 0.52232 | 0.52814 | 0.39635 | 0.52501 | 0.47465 | 0.45355 | 0.52422 | 0.53107 | 0.059485 | 0.034989 | 0.4433 | 0.19656 | 0.52718 | 0.50624 | 0.52585 | 0.3026 | 0.07637 | 0.23249 | 0.03613 | 0.023316 | 0.030278 | 0.035533 | 0.027603 | 0.097046 | 0.24283 | 0.30516 | 0.25246 | 0.075823 | 0.51901 | 0.059097 | 0.528 | 0.52056 | 0.47336 | 0.025029 | 0.6662 | 0.47832 | 0.30613 | 0.21715 | 0.46635 | 0.42846 | 0.49778 | 0.54409 | 0.80363 | 0.54371 | 0.44263 | 0.79076 | 0.50944 | 0.3114 | 0.25656 | 0.22125 | 0.62894 | 0.46601 | 0.74644 | 0.41158 | 0.62947 | 0.35501 | 0.51717 | 0.029954 | 0.051166 | 0.066124 | 0.063582 | 0.044864 | 0.046285 | 0.044973 | 0.03428 | 0.034915 | 0.047306 | 0.051092 | 0.034303 | 0.035707 | 0.058152 | 0.051849 | 0.042243 | 0.040817 | 0.048974 | 0.031518 | 0.049732 | 0.039589 | 0.059513 | 0.035981 | 0.06952 | 0 | 0.069478 | 0 | 0.078363 | 0.07999 | 0.12114 | 0.00043157 | 0.0104 | 0.0028055 | 0.082183 | 0 | 0.060174 | 0.083247 | 0 | 5.9756e-05 | 2.8586e-05 | 0.00099443 | 0.00060141 | 0 | 0.0063204 | 0.00099754 | 0.049009 | 0.0006142 | 0.00053513 | 8.7229e-05 | 0 | 0.18632 | 0.03233 | 0 | 0.5231 | 0.063251 | 0.32593 | 0.46741 | 0.294 | 0.32805 | 0.20729 | 0.086543 | 0.27686 | 0.20529 | 0.25872 | 0.27574 | 0.24662 | 0.27205 | 0.61952 | 0.60818 | 0.60352 | 0.47663 | 0.49129 | 0.094282 | 0.2875 | 0.39136 | 0.28943 | 0.068768 | 0.069108 | 0.45277 | 0.65519 | 0.059428 | 0.36033 | 0.37255 | 0.62685 | 0.041544 | 0.059792 | 0.0031687 | 0.00062378 | 0.098783 | 0.11738 | 0.099285 | 0.092948 | 0.00042375 | 0.040088 | 0.080294 | 0.055687 | 0.11471 | 0.099285 | 0.14919 | 0.17456 | 0.14667 | 0.3162 | 0.22732 | 0.074462 | 0.096814 | 2.2178e-06 | 0.30404 | 0.23107 | 0.083105 | 0.11904 | 0.39861 | 0.23459 | 0.42981 | 1.4308e-07 | 0.22355 | 0.039167 | 0.039326 | 0.036134 | 1.1842e-05 | 0.054131 | 0.27492 | 0.48909 | 0.262 | 0.00042375 | 0.00043092 | 0.017639 | 0.035424 | 0.034916 | 0.00020972 | 0.0031461 | 0.017639 | 0.18814 | 0.20692 | 0.18758 | 0.0098188 | 0.088126 | 0.19091 | 0.096179 | 0.00045237 | 0.00043602 | 0.020234 | 0.35569 | 0.28866 | 0.028199 | 0.3338 | 0.08736 | 0.082844 | 0.091674 | 0.25485 | 0.052924 | 0.054958 | 0.067492 | 0.068918 | 0.3498 | 0.086235 | 0.07223 | 0.063131 | 0.05715 | 0.069111 | 0.041414 | 0.040029 | 0.035352 | 0.029062 | 0.031135 | 0.056517 | 0.063127 | 0.093931 | 0.03625 | 0.023096 | 0.30586 | 0.1693 | 0.061865 | 0.27647 | 0.25509 | 0.082077 | 0.049709 | 0.089833 | 0.087953 | 0.088887 | 0.20004 | 0.3572 | 0.062399 | 0.049517 | 0.028734 | 0.2115 | 0.34381 | 0.053319 | 0.089051 | 0.088666 | 0.085034 | 0.088819 | 0.078822 | 0.034683 | 0.033705 | 0.034819 | 0.091308 | 0.068839 | 0.04138 | 0.067214 | 0.35746 | 0.2875 | 0.091314 | 0.03585 | 0.027905 | 0.089937 | 0.091691 | 0.18553 | 0.18182 | 0.16957 | 0.19579 | 0.18201 | 0.27573 | 0.26866 | 0.068082 | 0.28265 | 0.24522 | 0.22718 | 0.23052 | 0.22637 | 0.22205 | 0.25145 | 0.22822 | 0.1793 | 0.25113 | 0.13622 | 0.17857 | 0.17535 | 0.20936 | 0.25145 | 0.25144 | 0.23261 | 0.23981 | 0.21563 | 0.27543 | 0.11128 | 0.23468 | 0.23734 | 0.28733 | 0.25145 | 0.28092 | 0.19826 | 0.18578 | 0.14558 | 0.14558 | 0.19575 | 0.25678 | 0.19802 | 0.18473 | 0.22844 | 0.18555 | 0.16678 | 0.17646 | 0.18277 | 0.18539 | 0.15106 | 0.19487 | 0.15166 | 0.18354 | 0.21641 | 0.27578 | 0.2509 | 0.20936 | 0.25532 | 0.25533 | 0.27131 | 0.20936 | 0.27578 | 0.14587 | 0.18378 | 0.17461 | 0.20936 | 0.20936 | 0.18835 | 0.16775 | 0.18317 | 0.21144 | 0.15573 | 0.1584 | 0.15361 | 0.16666 | 0.19826 | 0.19577 | 0.17452 | 0.20936 | 0.20936 | 0.16665 | 0.27553 | 0.27578 | 0.25051 | 0.20846 | 0.19826 | 0.2419 | 0.18533 | 0.19144 | 0.15106 | 0.25145 | 0.018676 | 0.018243 | 0.018141 | 0.02291 | 0.023417 | 0.028984 | 0.018763 | 0.042368 | 0.047882 | 0.048928 | 0.054268 | 0.016346 | 0.055028 | 0.015479 | 0.016976 | 0.017325 | 0.032573 | 0.018291 | 0.027806 | 0.026358 | 0.026075 | 0.018677 | 0.016976 | 0.016977 | 0.017644 | 0.02507 | 0.020342 | 0.025234 | 0.049211 | 0.022177 | 0.015401 | 0.051569 | 0.016976 | 0.040761 | 0.025863 | 0.018796 | 0.018117 | 0.018117 | 0.021062 | 0.022655 | 0.024861 | 0.018449 | 0.020044 | 0.018685 | 0.022644 | 0.0261 | 0.018277 | 0.018618 | 0.02643 | 0.020505 | 0.028353 | 0.018319 | 0.057147 | 0.028925 | 0.01692 | 0.018677 | 0.038314 | 0.030049 | 0.03109 | 0.018677 | 0.028925 | 0.018117 | 0.018337 | 0.026458 | 0.018677 | 0.018677 | 0.018725 | 0.041051 | 0.030599 | 0.031216 | 0.032741 | 0.024533 | 0.025782 | 0.042148 | 0.041787 | 0.021078 | 0.035897 | 0.018677 | 0.018677 | 0.041593 | 0.024826 | 0.028925 | 0.01688 | 0.019242 | 0.025863 | 0.045603 | 0.018729 | 0.025558 | 0.02643 | 0.016976 | 0.79022 | 0.76643 | 0.7765 | 0.78844 | 0.69116 | 0.74395 | 0.74061 | 0.72639 | 0.71005 | 0.77564 | 0.70618 | 0.79122 | 0.72087 | 0.71562 | 0.74433 | 0.63671 | 0.71032 | 0.65097 | 0.59794 | 0.42776 | 0.62632 | 0.7225 | 0.75961 | 0.73664 | 0.717 | 0.76217 | 0.80636 | 0.72579 | 0.79586 | 0.71675 | 0.74105 | 0.71872 | 0.12227 | 0.023611 | 0.01871 | 0.038699 | 0.014164 | 0.017037 | 0.015931 | 0.017069 | 0.025794 | 0.017574 | 0.017873 | 0.019256 | 0.26554 | 0.039464 | 0.42382 | 0.19448 | 0.028803 | 0.019862 | 0.017598 | 0.018725 | 0.017398 | 0.02653 | 0.018823 | 0.015933 | 0.014918 | 0.01893 | 0.017719 | 0.015293 | 0.059235 | 0.021985 | 0.01595 | 0.017816 | 1 | 0.72137 | 0.6601 | 0.64435 | 0.68852 | 0.70569 | 0.51355 | 0.62396 | 0.71434 | 0.73409 | 0.52229 | 0.88889 | 0.87068 | 0.89356 | 0.71545 | 0.65128 | 0.73691 | 0.6726 | 0.87637 | 0.47468 | 0.64279 | 0.69701 | 0.80524 | 0.63247 | 0.89571 | 0.63312 | 0.70093 | 0.48954 | 0.69038 | 0.50522 | 0.50746 | 0.51426 | 0.50988 | 0.50788 | 0.5277 | 0.51959 | 0.5086 | 0.47546 | 0.51131 | 0.46939 | 0.46584 | 0.47935 | 0.51949 | 0.51233 | 0.4866 | 0.50941 | 0.48829 | 0.52816 | 0.51635 | 0.5125 | 0.48991 | 0.51821 | 0.50072 | 0.50833 | 0.51135 | 0.52765 | 0.50157 | 0.10079 | 0.094281 | 0.53533 | 0.095147 | 0.049064 | 0.044765 | 0.088694 | 0.11069 | 0.067778 | 0.10234 | 0.18901 | 0.10092 | 0.1053 | 0.13272 | 0.042727 | 0.068692 | 0.087863 | 0.057159 | 0.081154 | 0.32352 | 0.15908 | 0.16718 | 0.42158 | 0.49264 | 0.03272 | 0.085309 | 0.49884 | 0.10455 | 0.074023 | 0.1007 | 0.23087 | 0.061803 | 0.067797 | 0.11832 | 0.50159 | 0.062098 | 0.083227 | 0.20345 | 0.32791 | 0.41273 | 0.081981 | 0.049471 | 0.0746 | 0.069792 | 13
0.23131 | 0.31817 | 0.48985 | 0.30461 | 0.32411 | 0.38032 | 0.51312 | 0.5635 | 0.49357 | 0.49668 | 0.36792 | 0.011514 | 0.0066649 | 0.01378 | 0.011127 | 0.023672 | 0.010124 | 0.01978 | 0.026375 | 0.010533 | 0.019718 | 0.041736 | 0.39662 | 0.19354 | 0.19418 | 0.21633 | 0.22525 | 0.27746 | 0.14927 | 0.20804 | 0.42277 | 0.11345 | 0.40043 | 0.15909 | 0.15095 | 0.11078 | 0.14175 | 0.15821 | 0.21292 | 0.15137 | 0.12056 | 0.12999 | 0.43303 | 0.15487 | 0.11406 | 0.27013 | 0.26527 | 0.15101 | 0.18086 | 0.13366 | 0.1472 | 0.2439 | 0.28108 | 0.35464 | 0.34862 | 0.32941 | 0.22998 | 0.12345 | 0.19003 | 0.42346 | 0.21003 | 0.15039 | 0.14563 | 0.11078 | 0.11286 | 0.15049 | 0.18846 | 0.16686 | 0.1986 | 0.25266 | 0.20121 | 0.21628 | 0.27145 | 0.22025 | 0.2886 | 0.11527 | 0.23616 | 0.1452 | 0.11406 | 0.1472 | 0.1472 | 0.1472 | 0.15101 | 0.15101 | 0.0074765 | 0.031884 | 0.026 | 0.032702 | 0.02979 | 0.041144 | 0.009846 | 0.0085039 | 0.0084763 | 0.014833 | 0.0093712 | 0.010552 | 0.010921 | 0.017411 | 0.010867 | 0.0082856 | 0.0082276 | 0.020906 | 0.014319 | 0.012547 | 0.0083968 | 0.010889 | 0.014502 | 0.033465 | 0.0074612 | 0.0084337 | 0.020746 | 0.015433 | 0.011162 | 0.0090164 | 0.023985 | 0.0098772 | 0.010779 | 0.0331 | 0.027192 | 0.013435 | 0.024032 | 0.0065577 | 0.029272 | 0.008594 | 0.009731 | 0.017411 | 0.015211 | 0.01216 | 0.016942 | 0.017152 | 0.017207 | 0.016541 | 0.0085321 | 0.032801 | 0.028028 | 0.031618 | 0.0085473 | 0.015025 | 0.011607 | 0.011875 | 0.014502 | 0.011162 | 0.011162 | 0.011162 | 0.0084337 | 0.0084337 | 0.93403 | 0.74526 | 0.58071 | 0.74639 | 0.72815 | 0.74297 | 0.8141 | 0.65942 | 0.68589 | 0.85444 | 0.76363 | 0.6672 | 0.65003 | 0.74477 | 0.68502 | 0.020481 | 0.0047135 | 0.026536 | 0.0097202 | 0.028487 | 0.031313 | 0 | 0.024938 | 0.014697 | 0 | 0.0010159 | 0.015723 | 0 | 0.021971 | 0 | 0.00015784 | 0 | 0 | 0 | 0 | 0 | 0 | 0 | 0 | 0 | 0 | 0 | 0 | 0 | 0 | 0 | 0 | 0 | 0 | 0.031346 | 0.034422 | 0.020989 | 0.022609 | 0.025218 | 0.02967 | 0.030655 | 0.032828 | 0.032561 | 0.041372 | 0.025529 | 0.04249 | 0.040577 | 0.02448 | 0.023416 | 0.038965 | 0.029387 | 0.035688 | 0.033682 | 0.034662 | 0.034587 | 0.022854 | 0.042379 | 0.014029 | 0.046855 | 0.045632 | 0.025893 | 0.077212 | 0.072919 | 0.12229 | 0.1154 | 0.058742 | 0.049004 | 0.0083813 | 7.4668e-05 | 0.0031235 | 0.0090457 | 0.025893 | 0.14905 | 0.21288 | 0.03074 | 0.083884 | 0.065424 | 0.025893 | 0.040061 | 0.031676 | 0.040136 | 0.037993 | 0.031175 | 0.023152 | 0.039576 | 0.014876 | 0.015333 | 0.032674 | 0.033015 | 0.037524 | 0.038691 | 0.047277 | 0.049524 | 0.043494 | 0.040943 | 0.039725 | 0.028243 | 0.022712 | 0.04222 | 0.032241 | 0.01818 | 0.048675 | 0.43841 | 0.40875 | 0.48989 | 0.47292 | 0.59851 | 0.62423 | 0.16942 | 0.23951 | 0.5123 | 0.36274 | 0.16081 | 0.38309 | 0.41331 | 0.38992 | 0.27213 | 0.26868 | 0.204 | 0.5243 | 0.46332 | 0.48622 | 0.48747 | 0.49368 | 0.20209 | 0.24985 | 0.45648 | 0.39919 | 0.38303 | 0.40832 | 0.37661 | 0.40248 | 0.44175 | 0.38916 | 0.37148 | 0.49545 | 0.30182 | 0.014608 | 0.010311 | 0.016227 | 0.0099671 | 0.018852 | 0.033311 | 0.0060657 | 0.008219 | 0.0141 | 0.011407 | 0.0067219 | 0.0073638 | 0.010376 | 0.009062 | 0.0062482 | 0.0068482 | 0.0062921 | 0.012839 | 0.008377 | 0.0083815 | 0.012595 | 0.012565 | 0.0063841 | 0.0083465 | 0.021013 | 0.0090685 | 0.0082367 | 0.0079272 | 0.0077486 | 0.0087331 | 0.008447 | 0.0081124 | 0.006632 | 0.012896 | 0.0066087 | 1 | 1 | 0.98714 | 0.40652 | 0.52036 | 0.55782 | 0.51515 | 0.38931 | 0.52451 | 0.41695 | 0.41363 | 0.58813 | 0.41367 | 0.36304 | 0.28786 | 0.32244 | 0.35378 | 0.57975 | 0.54345 | 0.52036 | 0.33774 | 0.36432 | 0.36887 | 0.37962 | 0.35302 | 0.3622 | 0.36806 | 0.28503 | 0.30381 | 0.29635 | 0.42041 | 0.39865 | 0.36396 | 0.36886 | 0.2956 | 0.35393 | 0.59883 | 0.43976 | 0.31609 | 0.021124 | 0.26557 | 0.23477 | 0.26258 | 0.051997 | 0.26067 | 0.044974 | 0.043882 | 0.25144 | 0.27715 | 0.023426 | 0.017054 | 0.19189 | 0.11082 | 0.27701 | 0.28659 | 0.26557 | 0.11782 | 0.027197 | 0.035542 | 0.01613 | 0.011596 | 0.014291 | 0.016246 | 0.014141 | 0.051399 | 0.04463 | 0.029893 | 0.031839 | 0.02688 | 0.2123 | 0.024183 | 0.27218 | 0.11347 | 0.041763 | 0.01248 | 0.6201 | 0.44918 | 0.27757 | 0.17907 | 0.42681 | 0.45492 | 0.45868 | 0.50764 | 0.76325 | 0.51305 | 0.41707 | 0.73705 | 0.51882 | 0.30734 | 0.24493 | 0.19661 | 0.59542 | 0.4958 | 0.6779 | 0.41112 | 0.57366 | 0.31083 | 0.53407 | 0.0089166 | 0.015233 | 0.022194 | 0.020366 | 0.015613 | 0.014094 | 0.0138 | 0.010333 | 0.010188 | 0.013456 | 0.016151 | 0.01027 | 0.01087 | 0.019295 | 0.01581 | 0.013011 | 0.013986 | 0.014811 | 0.0098098 | 0.015101 | 0.011764 | 0.019216 | 0.011718 | 0.055039 | 0 | 0.022066 | 0 | 0.032665 | 0.050248 | 0.078064 | 0.00014761 | 0.00097076 | 1.1898e-05 | 0.054172 | 0 | 1.1056e-06 | 0.019454 | 0 | 2.0235e-05 | 8.625e-06 | 0.00047864 | 0.0002873 | 0 | 0.00030108 | 0.00047992 | 0 | 1.1594e-05 | 1.0298e-05 | 4.1985e-05 | 0 | 0.16426 | 0.010154 | 0 | 0.17332 | 0.023567 | 0.047946 | 0.27144 | 0.043668 | 0.044229 | 0.042641 | 0.037553 | 0.053748 | 0.046648 | 0.048688 | 0.11486 | 0.037651 | 0.046547 | 0.38008 | 0.36246 | 0.35622 | 0.16596 | 0.13249 | 0.032432 | 0.035331 | 0.043597 | 0.044131 | 0.025877 | 0.027387 | 0.25813 | 0.41718 | 0.023666 | 0.05548 | 0.042137 | 0.38418 | 0.036858 | 0.042387 | 0.0038056 | 0.00072941 | 0.069118 | 0.076828 | 0.053708 | 0.05305 | 0.00028025 | 0.034518 | 0.050281 | 0.041382 | 0.068803 | 0.053708 | 0.11156 | 0.14219 | 0.13653 | 0.30966 | 0.19514 | 0.061792 | 0.065938 | 1.5736e-06 | 0.27403 | 0.1686 | 0.07464 | 0.10696 | 0.36225 | 0.20893 | 0.42086 | 0 | 0.16922 | 0.036378 | 0.03652 | 0.033632 | 0 | 0.0336 | 0.22987 | 0.48634 | 0.21599 | 0.00028025 | 0.00027906 | 0.01787 | 0.032989 | 0.03253 | 0.00025195 | 0.0037802 | 0.01787 | 0.15057 | 0.16987 | 0.15021 | 0.0098224 | 0.050502 | 0.14518 | 0.061883 | 0.00027827 | 0.00029948 | 0.019997 | 0.34402 | 0.25696 | 0.026951 | 0.2914 | 0.047556 | 0.047052 | 0.045312 | 0.052739 | 0.02862 | 0.031113 | 0.043796 | 0.045516 | 0.06033 | 0.045991 | 0.046358 | 0.042628 | 0.034068 | 0.045323 | 0.017787 | 0.016235 | 0.014678 | 0.010794 | 0.011364 | 0.0312 | 0.037354 | 0.031797 | 0.014788 | 0.0094903 | 0.056864 | 0.050661 | 0.028073 | 0.051534 | 0.048847 | 0.035444 | 0.026209 | 0.047981 | 0.047695 | 0.047097 | 0.046111 | 0.06035 | 0.032331 | 0.020256 | 0.010812 | 0.045362 | 0.059497 | 0.030421 | 0.046992 | 0.045802 | 0.040989 | 0.043292 | 0.042792 | 0.012953 | 0.012371 | 0.012869 | 0.045351 | 0.040481 | 0.019296 | 0.043415 | 0.060877 | 0.056971 | 0.049194 | 0.015367 | 0.010248 | 0.048184 | 0.048308 | 0.11724 | 0.11563 | 0.11801 | 0.12453 | 0.11872 | 0.20857 | 0.20874 | 0.075292 | 0.2327 | 0.20091 | 0.18929 | 0.22775 | 0.19344 | 0.2057 | 0.23324 | 0.1982 | 0.17659 | 0.23023 | 0.095364 | 0.11298 | 0.11158 | 0.14808 | 0.23324 | 0.23324 | 0.20952 | 0.27802 | 0.21752 | 0.2092 | 0.11688 | 0.15499 | 0.23796 | 0.24287 | 0.23324 | 0.22399 | 0.12391 | 0.11843 | 0.099883 | 0.099883 | 0.12277 | 0.18957 | 0.1238 | 0.11689 | 0.16079 | 0.11725 | 0.10701 | 0.11215 | 0.11604 | 0.11718 | 0.09844 | 0.12236 | 0.10489 | 0.11637 | 0.20377 | 0.20886 | 0.23342 | 0.14808 | 0.191 | 0.15378 | 0.18748 | 0.14808 | 0.20886 | 0.10001 | 0.11648 | 0.11078 | 0.14808 | 0.14808 | 0.11769 | 0.16752 | 0.17963 | 0.2217 | 0.16056 | 0.10214 | 0.099833 | 0.16666 | 0.16091 | 0.12278 | 0.13072 | 0.14808 | 0.14808 | 0.16666 | 0.20993 | 0.20886 | 0.23355 | 0.14051 | 0.12391 | 0.22232 | 0.11713 | 0.12024 | 0.09844 | 0.23324 | 0.012747 | 0.010961 | 0.010436 | 0.015248 | 0.014633 | 0.0094313 | 0.0070529 | 0.012544 | 0.012565 | 0.013076 | 0.014859 | 0.0075516 | 0.014295 | 0.0067397 | 0.0059588 | 0.0080413 | 0.0079457 | 0.0061601 | 0.023287 | 0.017625 | 0.017061 | 0.010302 | 0.0059588 | 0.0059598 | 0.0085831 | 0.0072019 | 0.0063569 | 0.0083483 | 0.014677 | 0.012543 | 0.0057146 | 0.013097 | 0.0059588 | 0.01134 | 0.018694 | 0.011163 | 0.010442 | 0.010442 | 0.013579 | 0.011478 | 0.017626 | 0.011811 | 0.012337 | 0.012784 | 0.017331 | 0.01994 | 0.011101 | 0.012506 | 0.021679 | 0.012985 | 0.022674 | 0.011275 | 0.03119 | 0.009416 | 0.0059502 | 0.010302 | 0.011272 | 0.010418 | 0.0099858 | 0.010302 | 0.009416 | 0.010443 | 0.011348 | 0.017411 | 0.010302 | 0.010302 | 0.012888 | 0.0090256 | 0.0076941 | 0.0078067 | 0.0080098 | 0.019628 | 0.020934 | 0.0091654 | 0.025451 | 0.013596 | 0.024688 | 0.010302 | 0.010302 | 0.0090972 | 0.0081851 | 0.009416 | 0.0059439 | 0.0126 | 0.018694 | 0.010218 | 0.012834 | 0.018675 | 0.021679 | 0.0059588 | 0.74989 | 0.72338 | 0.75903 | 0.77387 | 0.70076 | 0.75712 | 0.71252 | 0.69529 | 0.71208 | 0.81431 | 0.73865 | 0.80742 | 0.65347 | 0.67923 | 0.6827 | 0.62578 | 0.70226 | 0.66794 | 0.65109 | 0.49106 | 0.69144 | 0.70963 | 0.74768 | 0.71321 | 0.70726 | 0.75106 | 0.84218 | 0.70922 | 0.78081 | 0.68679 | 0.71262 | 0.74682 | 0.011821 | 0.0077363 | 0.006859 | 0.012699 | 0.0040467 | 0.0051783 | 0.0053048 | 0.0053793 | 0.0076702 | 0.0045501 | 0.0047331 | 0.0039192 | 0.014981 | 0.0065289 | 0.00040558 | 0.00061902 | 0.0078678 | 0.0053349 | 0.0046465 | 0.0052688 | 0.0048272 | 0.0073261 | 0.0065695 | 0.0052533 | 0.0046715 | 0.0066551 | 0.0043054 | 0.004906 | 0.010256 | 0.0058433 | 0.0053165 | 0.0046625 | 1 | 0.68599 | 0.62277 | 0.6155 | 0.66306 | 0.68397 | 0.48836 | 0.60262 | 0.69075 | 0.73992 | 0.50034 | 0.88758 | 0.87319 | 0.89396 | 0.68067 | 0.63887 | 0.73675 | 0.65014 | 0.85407 | 0.44493 | 0.61886 | 0.6752 | 0.80509 | 0.60562 | 0.88099 | 0.63114 | 0.67805 | 0.45925 | 0.69412 | 0.037472 | 0.040387 | 0.039854 | 0.03645 | 0.037271 | 0.044654 | 0.041026 | 0.03415 | 0.026962 | 0.043494 | 0.025017 | 0.024225 | 0.028246 | 0.045368 | 0.035523 | 0.02837 | 0.037014 | 0.03041 | 0.04606 | 0.040852 | 0.039042 | 0.029473 | 0.040134 | 0.037363 | 0.032983 | 0.039303 | 0.046233 | 0.03296 | 0.068928 | 0.069402 | 0.54809 | 0.098448 | 0.014218 | 0.016611 | 0.044518 | 0.095466 | 0.029125 | 0.079264 | 0.20817 | 0.08277 | 0.072444 | 0.15674 | 0.014779 | 0.020949 | 0.067957 | 0.035035 | 0.046414 | 0.3475 | 0.14489 | 0.1758 | 0.063259 | 0.10234 | 0.011351 | 0.027054 | 0.24341 | 0.032651 | 0.02431 | 0.028505 | 0.074987 | 0.026147 | 0.028566 | 0.033443 | 0.15721 | 0.02586 | 0.029485 | 0.037417 | 0.052022 | 0.09057 | 0.028757 | 0.018355 | 0.031885 | 0.029708 | 14
0.17617 | 0.20452 | 0.38329 | 0.21154 | 0.27877 | 0.26437 | 0.43189 | 0.48955 | 0.38393 | 0.40803 | 0.32942 | 0 | 0 | 0 | 0 | 0 | 0 | 0 | 0 | 0 | 0 | 0 | 0.39166 | 0.19192 | 0.18425 | 0.20568 | 0.19501 | 0.2323 | 0.1018 | 0.19057 | 0.39705 | 0.089116 | 0.34551 | 0.12693 | 0.12344 | 0.095624 | 0.10088 | 0.10755 | 0.15839 | 0.14623 | 0.094279 | 0.093636 | 0.34954 | 0.1305 | 0.087624 | 0.241 | 0.19985 | 0.10156 | 0.16474 | 0.11254 | 0.12154 | 0.21582 | 0.24974 | 0.27898 | 0.26771 | 0.29412 | 0.21076 | 0.091165 | 0.17565 | 0.42031 | 0.20037 | 0.10133 | 0.099534 | 0.095624 | 0.090544 | 0.12564 | 0.17118 | 0.14604 | 0.17939 | 0.22099 | 0.18466 | 0.20617 | 0.2444 | 0.20865 | 0.23075 | 0.092136 | 0.22179 | 0.11949 | 0.087624 | 0.12154 | 0.12154 | 0.12154 | 0.10156 | 0.10156 | 0 | 0 | 0 | 0 | 0 | 0 | 0 | 0 | 0 | 0 | 0 | 0 | 0 | 0 | 0 | 0 | 0 | 0 | 0 | 0 | 0 | 0 | 0 | 0 | 0 | 0 | 0 | 0 | 0 | 0 | 0 | 0 | 0 | 0 | 0 | 0 | 0 | 0 | 0 | 0 | 0 | 0 | 0 | 0 | 0 | 0 | 0 | 0 | 0 | 0 | 0 | 0 | 0 | 0 | 0 | 0 | 0 | 0 | 0 | 0 | 0 | 0 | 0.80718 | 0.62607 | 0.47656 | 0.65295 | 0.59063 | 0.64786 | 0.73984 | 0.55169 | 0.5758 | 0.74764 | 0.62642 | 0.58518 | 0.54978 | 0.66609 | 0.55435 | 0 | 0 | 0 | 0 | 0 | 0 | 0 | 0 | 0 | 0 | 0 | 0 | 0 | 0 | 0 | 0.00016208 | 0 | 0 | 0 | 0 | 0 | 0 | 0 | 0 | 0 | 0 | 0 | 0 | 0 | 0 | 0 | 0 | 0 | 0 | 0.00050445 | 0 | 0 | 0 | 0 | 0.0021478 | 4.3566e-06 | 0.0045061 | 0.0037165 | 0.0053105 | 0 | 0.005813 | 0.0051588 | 0 | 0.00051882 | 0.0049318 | 0.0034054 | 0.0044701 | 0.0041828 | 0.0043769 | 0.028536 | 0.005607 | 0.045043 | 0.012627 | 0.039158 | 0.033173 | 0.001251 | 0.055202 | 0.055064 | 0.12257 | 0.11614 | 0.059487 | 0.049685 | 0.010984 | 0.024322 | 0.0029664 | 0.0025203 | 0.001251 | 0.13755 | 0.17944 | 0.019798 | 0.078983 | 0.049579 | 0.001251 | 0 | 0 | 0 | 0 | 0 | 0 | 0 | 0 | 0 | 0 | 0 | 0 | 0 | 0 | 0 | 0 | 0 | 0 | 0 | 0 | 0 | 0 | 0 | 0 | 0.34067 | 0.3104 | 0.40271 | 0.34744 | 0.53335 | 0.5908 | 0.10379 | 0.18011 | 0.44228 | 0.33658 | 0.092599 | 0.36077 | 0.3005 | 0.28655 | 0.26833 | 0.27828 | 0.18959 | 0.46342 | 0.37944 | 0.39218 | 0.387 | 0.41175 | 0.18649 | 0.22376 | 0.39748 | 0.37289 | 0.34371 | 0.34504 | 0.28846 | 0.30163 | 0.36836 | 0.35253 | 0.34112 | 0.41421 | 0.2928 | 0 | 0 | 0 | 0 | 0 | 0 | 0 | 0 | 0 | 0 | 0 | 0 | 0 | 0 | 0 | 0 | 0 | 0 | 0 | 0 | 0 | 0 | 0 | 0 | 0 | 0 | 0 | 0 | 0 | 0 | 0 | 0 | 0 | 0 | 0 | 1 | 1 | 0.98269 | 0.35143 | 0.45598 | 0.49706 | 0.45091 | 0.36169 | 0.4639 | 0.3849 | 0.3822 | 0.52807 | 0.35405 | 0.32279 | 0.24337 | 0.26802 | 0.29484 | 0.51014 | 0.47752 | 0.45598 | 0.30042 | 0.32535 | 0.3355 | 0.29718 | 0.30703 | 0.29812 | 0.2868 | 0.25146 | 0.2436 | 0.24226 | 0.39228 | 0.36971 | 0.32465 | 0.32597 | 0.25919 | 0.30324 | 0.54519 | 0.41115 | 0.27548 | 0 | 0 | 0 | 0 | 0 | 0 | 0 | 0 | 0 | 0 | 0 | 0 | 0 | 0 | 0 | 0 | 0 | 0 | 0 | 0 | 0 | 0 | 0 | 0 | 0 | 0 | 0 | 0 | 0 | 0 | 0 | 0 | 0 | 0 | 0 | 0 | 0.55279 | 0.40127 | 0.25237 | 0.15628 | 0.37477 | 0.38909 | 0.39542 | 0.43645 | 0.67997 | 0.4509 | 0.36965 | 0.63989 | 0.45483 | 0.29172 | 0.22416 | 0.16472 | 0.51823 | 0.42275 | 0.57885 | 0.37948 | 0.48855 | 0.27448 | 0.45634 | 0 | 0 | 0 | 0 | 0 | 0 | 0 | 0 | 0 | 0 | 0 | 0 | 0 | 0 | 0 | 0 | 0 | 0 | 0 | 0 | 0 | 0 | 0 | 0 | 0 | 0.027744 | 0 | 0.0063771 | 0.0087339 | 0.084244 | 0.00018106 | 0.0012255 | 0 | 0.067832 | 0 | 0 | 0.023794 | 0 | 0 | 0 | 0 | 0 | 0 | 0 | 0 | 0 | 0 | 0 | 0 | 0 | 0.17351 | 0 | 0 | 0 | 0 | 0 | 0 | 0 | 0 | 0 | 0 | 0 | 0 | 0 | 0 | 0 | 0 | 0 | 0 | 0 | 0 | 0 | 0 | 0 | 0 | 0 | 0 | 0 | 0 | 0 | 0 | 0 | 0 | 0 | 0.042687 | 0.044565 | 0.0065501 | 0.0012379 | 0.057461 | 0.061368 | 0.047907 | 0.047453 | 0.00042375 | 0.039979 | 0.046241 | 0.034945 | 0.056521 | 0.047907 | 0.073513 | 0.091612 | 0.099139 | 0.1955 | 0.12174 | 0.050007 | 0.055746 | 2.0336e-06 | 0.19715 | 0.095548 | 0.080034 | 0.11464 | 0.30586 | 0.19018 | 0.3864 | 7.8419e-08 | 0.13145 | 0.042673 | 0.042833 | 0.03963 | 6.4903e-06 | 0.036033 | 0.18957 | 0.40109 | 0.12479 | 0.00042375 | 0.00042687 | 0.021593 | 0.038917 | 0.038405 | 0.00043287 | 0.0064881 | 0.021593 | 0.089384 | 0.1019 | 0.089048 | 0.013223 | 0.046952 | 0.093586 | 0.053026 | 0.00043808 | 0.00043844 | 0.023133 | 0.24613 | 0.1544 | 0.031936 | 0.24565 | 0 | 0 | 0 | 0 | 0 | 0 | 0 | 0 | 0 | 0 | 0 | 0 | 0 | 0 | 0 | 0 | 0 | 0 | 0 | 0 | 0 | 0 | 0 | 0 | 0 | 0 | 0 | 0 | 0 | 0 | 0 | 0 | 0 | 0 | 0 | 0 | 0 | 0 | 0 | 0 | 0 | 0 | 0 | 0 | 0 | 0 | 0 | 0 | 0 | 0 | 0 | 0 | 0 | 0 | 0 | 0 | 0 | 0 | 0 | 0 | 0 | 0.10043 | 0.098082 | 0.085228 | 0.11153 | 0.096973 | 0.12332 | 0.12537 | 0.053603 | 0.14057 | 0.11877 | 0.10993 | 0.16405 | 0.11529 | 0.13828 | 0.14286 | 0.12776 | 0.12266 | 0.14262 | 0.11071 | 0.099069 | 0.095759 | 0.10196 | 0.14286 | 0.14286 | 0.13082 | 0.20511 | 0.14479 | 0.12384 | 0.089297 | 0.10904 | 0.15414 | 0.14834 | 0.14286 | 0.13459 | 0.11619 | 0.10622 | 0.075143 | 0.075143 | 0.11424 | 0.1187 | 0.11601 | 0.099925 | 0.11143 | 0.10044 | 0.10624 | 0.11384 | 0.098681 | 0.10034 | 0.1111 | 0.11355 | 0.11938 | 0.099167 | 0.19436 | 0.12357 | 0.1433 | 0.10196 | 0.10965 | 0.07178 | 0.10447 | 0.10196 | 0.12357 | 0.075325 | 0.09932 | 0.095624 | 0.10196 | 0.10196 | 0.10191 | 0.11943 | 0.12375 | 0.15047 | 0.11757 | 0.10826 | 0.11031 | 0.11913 | 0.16085 | 0.11426 | 0.13924 | 0.10196 | 0.10196 | 0.11913 | 0.12438 | 0.12357 | 0.14361 | 0.10631 | 0.11619 | 0.14404 | 0.10051 | 0.11514 | 0.1111 | 0.14286 | 0 | 0 | 0 | 0 | 0 | 0 | 0 | 0 | 0 | 0 | 0 | 0 | 0 | 0 | 0 | 0 | 0 | 0 | 0 | 0 | 0 | 0 | 0 | 0 | 0 | 0 | 0 | 0 | 0 | 0 | 0 | 0 | 0 | 0 | 0 | 0 | 0 | 0 | 0 | 0 | 0 | 0 | 0 | 0 | 0 | 0 | 0 | 0 | 0 | 0 | 0 | 0 | 0 | 0 | 0 | 0 | 0 | 0 | 0 | 0 | 0 | 0 | 0 | 0 | 0 | 0 | 0 | 0 | 0 | 0 | 0 | 0 | 0 | 0 | 0 | 0 | 0 | 0 | 0 | 0 | 0 | 0 | 0 | 0 | 0 | 0 | 0 | 0 | 0 | 0 | 0.67333 | 0.64872 | 0.696 | 0.71708 | 0.6388 | 0.71234 | 0.64179 | 0.62249 | 0.66807 | 0.76407 | 0.72725 | 0.73035 | 0.56914 | 0.60838 | 0.60365 | 0.56427 | 0.64235 | 0.67452 | 0.66644 | 0.56693 | 0.70702 | 0.67368 | 0.69453 | 0.64454 | 0.64129 | 0.69851 | 0.78043 | 0.64147 | 0.72502 | 0.61124 | 0.6418 | 0.69484 | 0 | 0 | 0 | 0 | 0 | 0 | 0 | 0 | 0 | 0 | 0 | 0 | 0 | 0 | 0 | 0 | 0 | 0 | 0 | 0 | 0 | 0 | 0 | 0 | 0 | 0 | 0 | 0 | 0 | 0 | 0 | 0 | 1 | 0.65318 | 0.59969 | 0.57546 | 0.60987 | 0.64288 | 0.44611 | 0.55769 | 0.64504 | 0.6992 | 0.46966 | 0.83301 | 0.8147 | 0.85735 | 0.63512 | 0.60449 | 0.69259 | 0.60965 | 0.80725 | 0.40119 | 0.57194 | 0.62736 | 0.7589 | 0.55792 | 0.85509 | 0.59659 | 0.62962 | 0.41877 | 0.66646 | 0 | 0 | 0 | 0 | 0 | 0 | 0 | 0 | 0 | 0 | 0 | 0 | 0 | 0 | 0 | 0 | 0 | 0 | 0 | 0 | 0 | 0 | 0 | 0 | 0 | 0 | 0 | 0 | 0.0018602 | 0.00079923 | 0.46253 | 0.056432 | 0.0019121 | 0.010566 | 0.032079 | 0.07803 | 0.0081815 | 0.064182 | 0.1839 | 0.055093 | 0.0020747 | 0.12878 | 0.013105 | 0.014471 | 0.015889 | 0.0072146 | 0.042977 | 0.291 | 0.13758 | 0.15684 | 0 | 0 | 0 | 0 | 0 | 0 | 0 | 0 | 0 | 0 | 0 | 0 | 0 | 0 | 0 | 0 | 0 | 0 | 0 | 0 | 0 | 0 | 15
0.15321 | 0.14652 | 0.2984 | 0.15532 | 0.26173 | 0.19006 | 0.37225 | 0.43715 | 0.31829 | 0.34653 | 0.31603 | 0 | 0 | 0 | 0 | 0 | 0 | 0 | 0 | 0 | 0 | 0 | 0.37557 | 0.18496 | 0.17622 | 0.19149 | 0.16619 | 0.18788 | 0.082213 | 0.17148 | 0.37924 | 0.076369 | 0.31084 | 0.11316 | 0.11107 | 0.086153 | 0.081336 | 0.089487 | 0.13745 | 0.1405 | 0.081115 | 0.078785 | 0.29388 | 0.11769 | 0.074126 | 0.20959 | 0.16742 | 0.084928 | 0.15517 | 0.10087 | 0.10974 | 0.19531 | 0.2281 | 0.22377 | 0.216 | 0.25702 | 0.19979 | 0.07687 | 0.16662 | 0.40691 | 0.19237 | 0.084748 | 0.083355 | 0.086153 | 0.078516 | 0.11408 | 0.15677 | 0.13564 | 0.16289 | 0.19688 | 0.16573 | 0.19235 | 0.2233 | 0.19662 | 0.18821 | 0.080106 | 0.20304 | 0.10758 | 0.074126 | 0.10974 | 0.10974 | 0.10974 | 0.084928 | 0.084928 | 0 | 0 | 0 | 0 | 0 | 0 | 0 | 0 | 0 | 0 | 0 | 0 | 0 | 0 | 0 | 0 | 0 | 0 | 0 | 0 | 0 | 0 | 0 | 0 | 0 | 0 | 0 | 0 | 0 | 0 | 0 | 0 | 0 | 0 | 0 | 0 | 0 | 0 | 0 | 0 | 0 | 0 | 0 | 0 | 0 | 0 | 0 | 0 | 0 | 0 | 0 | 0 | 0 | 0 | 0 | 0 | 0 | 0 | 0 | 0 | 0 | 0 | 0.67873 | 0.57111 | 0.4113 | 0.56275 | 0.48179 | 0.55748 | 0.65704 | 0.47665 | 0.48015 | 0.6359 | 0.51456 | 0.52738 | 0.47884 | 0.60911 | 0.449 | 0 | 0 | 0 | 0 | 0 | 0 | 0 | 0 | 0 | 0 | 0 | 0 | 0 | 0 | 0 | 0.00017134 | 0 | 0 | 0 | 0 | 0 | 0 | 0 | 0 | 0 | 0 | 0 | 0 | 0 | 0 | 0 | 0 | 0 | 0 | 0 | 0 | 0 | 0 | 0 | 0 | 0 | 0 | 0 | 0 | 0 | 0 | 0 | 0 | 0 | 0 | 0 | 0 | 0 | 0 | 0.030956 | 0.0091129 | 0.036398 | 0.0084909 | 0.022914 | 0.02014 | 0.025258 | 0.03623 | 0.035799 | 0.099787 | 0.09454 | 0.045418 | 0.036869 | 0.025395 | 0.033427 | 0.021754 | 0.022665 | 0.025258 | 0.098378 | 0.12124 | 0.028949 | 0.053653 | 0.030785 | 0.025258 | 0 | 0 | 0 | 0 | 0 | 0 | 0 | 0 | 0 | 0 | 0 | 0 | 0 | 0 | 0 | 0 | 0 | 0 | 0 | 0 | 0 | 0 | 0 | 0 | 0.28995 | 0.26911 | 0.35189 | 0.29144 | 0.47651 | 0.55698 | 0.077326 | 0.16449 | 0.38427 | 0.27993 | 0.070774 | 0.35442 | 0.25607 | 0.24689 | 0.2845 | 0.28918 | 0.20736 | 0.40401 | 0.32207 | 0.33129 | 0.33264 | 0.35459 | 0.20342 | 0.22699 | 0.35349 | 0.31088 | 0.29762 | 0.3046 | 0.25314 | 0.26371 | 0.31418 | 0.33364 | 0.33656 | 0.35697 | 0.30619 | 0 | 0 | 0 | 0 | 0 | 0 | 0 | 0 | 0 | 0 | 0 | 0 | 0 | 0 | 0 | 0 | 0 | 0 | 0 | 0 | 0 | 0 | 0 | 0 | 0 | 0 | 0 | 0 | 0 | 0 | 0 | 0 | 0 | 0 | 0 | 1 | 1 | 0.97996 | 0.30498 | 0.42337 | 0.46707 | 0.41345 | 0.33119 | 0.43664 | 0.36099 | 0.35776 | 0.49968 | 0.31489 | 0.28669 | 0.21163 | 0.22231 | 0.24708 | 0.46535 | 0.43218 | 0.42337 | 0.26052 | 0.28553 | 0.30153 | 0.24563 | 0.27335 | 0.25656 | 0.23568 | 0.22046 | 0.19044 | 0.19121 | 0.35366 | 0.33284 | 0.28401 | 0.30489 | 0.23304 | 0.27111 | 0.5232 | 0.38111 | 0.2405 | 0 | 0 | 0 | 0 | 0 | 0 | 0 | 0 | 0 | 0 | 0 | 0 | 0 | 0 | 0 | 0 | 0 | 0 | 0 | 0 | 0 | 0 | 0 | 0 | 0 | 0 | 0 | 0 | 0 | 0 | 0 | 0 | 0 | 0 | 0 | 0 | 0.492 | 0.37398 | 0.22967 | 0.13728 | 0.33579 | 0.34658 | 0.33231 | 0.35954 | 0.61339 | 0.41327 | 0.31859 | 0.5629 | 0.39577 | 0.27412 | 0.22545 | 0.16484 | 0.48219 | 0.36746 | 0.49402 | 0.3385 | 0.4141 | 0.24528 | 0.40146 | 0 | 0 | 0 | 0 | 0 | 0 | 0 | 0 | 0 | 0 | 0 | 0 | 0 | 0 | 0 | 0 | 0 | 0 | 0 | 0 | 0 | 0 | 0 | 0 | 0 | 0.036674 | 0 | 0.033335 | 0.029566 | 0.11181 | 0.00025228 | 0.01645 | 0 | 0.089613 | 0 | 1.3526e-06 | 0.033229 | 0 | 0 | 0 | 0 | 0 | 0 | 0 | 0 | 0 | 0 | 0 | 0 | 0 | 0.20705 | 7.7771e-08 | 0 | 0 | 0 | 0 | 0 | 0 | 0 | 0 | 0 | 0 | 0 | 0 | 0 | 0 | 0 | 0 | 0 | 0 | 0 | 0 | 0 | 0 | 0 | 0 | 0 | 0 | 0 | 0 | 0 | 0 | 0 | 0 | 0.048312 | 0.047107 | 0.012954 | 0.0056201 | 0.044848 | 0.045148 | 0.043163 | 0.043548 | 0.01596 | 0.044185 | 0.044186 | 0.036177 | 0.045104 | 0.043163 | 0.045417 | 0.058557 | 0.069336 | 0.1393 | 0.081763 | 0.038647 | 0.044184 | 0.00016804 | 0.15595 | 0.067379 | 0.10393 | 0.14217 | 0.27547 | 0.19392 | 0.37617 | 3.227e-07 | 0.10566 | 0.049006 | 0.049152 | 0.045956 | 2.6708e-05 | 0.072279 | 0.17 | 0.34166 | 0.081094 | 0.01596 | 0.015913 | 0.030496 | 0.045245 | 0.04473 | 0.00085563 | 0.012821 | 0.030496 | 0.048652 | 0.060506 | 0.047993 | 0.01961 | 0.044266 | 0.055856 | 0.043974 | 0.015919 | 0.017012 | 0.033282 | 0.18566 | 0.10573 | 0.03958 | 0.22374 | 0 | 0 | 0 | 0 | 0 | 0 | 0 | 0 | 0 | 0 | 0 | 0 | 0 | 0 | 0 | 0 | 0 | 0 | 0 | 0 | 0 | 0 | 0 | 0 | 0 | 0 | 0 | 0 | 0 | 0 | 0 | 0 | 0 | 0 | 0 | 0 | 0 | 0 | 0 | 0 | 0 | 0 | 0 | 0 | 0 | 0 | 0 | 0 | 0 | 0 | 0 | 0 | 0 | 0 | 0 | 0 | 0 | 0 | 0 | 0 | 0 | 0.088293 | 0.085681 | 0.067742 | 0.10368 | 0.084917 | 0.064621 | 0.067322 | 0.034907 | 0.074648 | 0.065868 | 0.061159 | 0.12765 | 0.065288 | 0.096492 | 0.076976 | 0.081202 | 0.066311 | 0.076521 | 0.11973 | 0.090261 | 0.086029 | 0.080351 | 0.076976 | 0.076975 | 0.073981 | 0.1564 | 0.088287 | 0.064883 | 0.054086 | 0.081034 | 0.095982 | 0.07814 | 0.076976 | 0.070686 | 0.11068 | 0.098256 | 0.060141 | 0.060141 | 0.10828 | 0.069679 | 0.11045 | 0.087733 | 0.077089 | 0.088306 | 0.10358 | 0.11331 | 0.086348 | 0.088196 | 0.11638 | 0.10743 | 0.12526 | 0.086889 | 0.17884 | 0.064709 | 0.077709 | 0.080351 | 0.060708 | 0.036045 | 0.056887 | 0.080351 | 0.064709 | 0.060345 | 0.087059 | 0.086153 | 0.080351 | 0.080351 | 0.090719 | 0.064605 | 0.066884 | 0.10006 | 0.07251 | 0.1101 | 0.1143 | 0.064444 | 0.15756 | 0.1083 | 0.14147 | 0.080351 | 0.080351 | 0.064451 | 0.065183 | 0.064709 | 0.078234 | 0.082315 | 0.11068 | 0.076675 | 0.088486 | 0.11097 | 0.11638 | 0.076976 | 0 | 0 | 0 | 0 | 0 | 0 | 0 | 0 | 0 | 0 | 0 | 0 | 0 | 0 | 0 | 0 | 0 | 0 | 0 | 0 | 0 | 0 | 0 | 0 | 0 | 0 | 0 | 0 | 0 | 0 | 0 | 0 | 0 | 0 | 0 | 0 | 0 | 0 | 0 | 0 | 0 | 0 | 0 | 0 | 0 | 0 | 0 | 0 | 0 | 0 | 0 | 0 | 0 | 0 | 0 | 0 | 0 | 0 | 0 | 0 | 0 | 0 | 0 | 0 | 0 | 0 | 0 | 0 | 0 | 0 | 0 | 0 | 0 | 0 | 0 | 0 | 0 | 0 | 0 | 0 | 0 | 0 | 0 | 0 | 0 | 0 | 0 | 0 | 0 | 0 | 0.57616 | 0.56647 | 0.62615 | 0.6616 | 0.57754 | 0.66891 | 0.57263 | 0.55295 | 0.63241 | 0.69854 | 0.68364 | 0.6591 | 0.49958 | 0.5487 | 0.54193 | 0.51251 | 0.59612 | 0.65181 | 0.64505 | 0.58278 | 0.68439 | 0.63386 | 0.6406 | 0.57729 | 0.57634 | 0.64458 | 0.71093 | 0.57496 | 0.65143 | 0.54452 | 0.57256 | 0.63735 | 0 | 0 | 0 | 0 | 0 | 0 | 0 | 0 | 0 | 0 | 0 | 0 | 0 | 0 | 0 | 0 | 0 | 0 | 0 | 0 | 0 | 0 | 0 | 0 | 0 | 0 | 0 | 0 | 0 | 0 | 0 | 0 | 1 | 0.62298 | 0.57872 | 0.5399 | 0.56543 | 0.62609 | 0.41599 | 0.52628 | 0.60192 | 0.65037 | 0.43926 | 0.78981 | 0.76703 | 0.83617 | 0.61699 | 0.59006 | 0.6477 | 0.59384 | 0.75451 | 0.37318 | 0.54454 | 0.59983 | 0.72784 | 0.51792 | 0.84955 | 0.57692 | 0.60347 | 0.39218 | 0.66374 | 0 | 0 | 0 | 0 | 0 | 0 | 0 | 0 | 0 | 0 | 0 | 0 | 0 | 0 | 0 | 0 | 0 | 0 | 0 | 0 | 0 | 0 | 0 | 0 | 0 | 0 | 0 | 0 | 0.00027184 | 0.00014127 | 0.40979 | 0.040596 | 0.00033481 | 0.013963 | 0.043536 | 0.093956 | 0.007896 | 0.07912 | 0.18254 | 0.069021 | 0.00080201 | 0.11816 | 0.016423 | 0.021168 | 0.021691 | 0.0034429 | 0.058463 | 0.26151 | 0.15615 | 0.16465 | 0 | 0 | 0 | 0 | 0 | 0 | 0 | 0 | 0 | 0 | 0 | 0 | 0 | 0 | 0 | 0 | 0 | 0 | 0 | 0 | 0 | 0 | 16
0.15319 | 0.098423 | 0.24864 | 0.1248 | 0.25823 | 0.13638 | 0.34548 | 0.3886 | 0.2618 | 0.28289 | 0.32726 | 0 | 0 | 0 | 0 | 0 | 0 | 0 | 0 | 0 | 0 | 0 | 0.35717 | 0.16596 | 0.15824 | 0.16675 | 0.13249 | 0.14713 | 0.071548 | 0.15397 | 0.35891 | 0.066597 | 0.27822 | 0.10114 | 0.099189 | 0.080553 | 0.070508 | 0.078975 | 0.12428 | 0.1291 | 0.070177 | 0.068858 | 0.22624 | 0.10508 | 0.063399 | 0.17476 | 0.13853 | 0.076058 | 0.1379 | 0.088535 | 0.097941 | 0.17878 | 0.19664 | 0.15454 | 0.15109 | 0.21476 | 0.17641 | 0.066615 | 0.14834 | 0.3899 | 0.17196 | 0.075847 | 0.074215 | 0.080553 | 0.069661 | 0.10172 | 0.13708 | 0.12053 | 0.13871 | 0.1683 | 0.14823 | 0.16783 | 0.19266 | 0.17287 | 0.13297 | 0.071715 | 0.18176 | 0.095851 | 0.063399 | 0.097941 | 0.097941 | 0.097941 | 0.076058 | 0.076058 | 0 | 0 | 0 | 0 | 0 | 0 | 0 | 0 | 0 | 0 | 0 | 0 | 0 | 0 | 0 | 0 | 0 | 0 | 0 | 0 | 0 | 0 | 0 | 0 | 0 | 0 | 0 | 0 | 0 | 0 | 0 | 0 | 0 | 0 | 0 | 0 | 0 | 0 | 0 | 0 | 0 | 0 | 0 | 0 | 0 | 0 | 0 | 0 | 0 | 0 | 0 | 0 | 0 | 0 | 0 | 0 | 0 | 0 | 0 | 0 | 0 | 0 | 0.56513 | 0.51368 | 0.38263 | 0.50466 | 0.41964 | 0.48947 | 0.58148 | 0.43701 | 0.42029 | 0.5424 | 0.44703 | 0.49398 | 0.44213 | 0.56855 | 0.38732 | 0 | 0 | 0 | 0 | 0 | 0 | 0 | 0 | 0 | 0 | 0 | 0 | 0 | 0 | 0 | 0.00021542 | 0 | 0 | 0 | 0 | 3.3564e-09 | 0 | 0 | 0 | 0 | 0 | 0 | 0 | 0 | 0 | 0 | 0 | 0 | 0 | 0 | 0 | 0 | 0 | 0 | 0 | 0 | 0 | 0 | 0 | 0 | 0 | 0 | 0 | 0 | 0 | 0 | 0 | 0 | 0 | 0.027747 | 0.0051666 | 0.007353 | 0.0013215 | 0.010107 | 0.0015448 | 0.023352 | 0.0016571 | 0.0024389 | 0.051693 | 0.047358 | 0.007486 | 0.00055847 | 0.0094467 | 0.046033 | 0.003162 | 0.0084134 | 0.023352 | 0.051565 | 0.067391 | 0.028178 | 0.023797 | 0.00014416 | 0.023352 | 0 | 0 | 0 | 0 | 0 | 0 | 0 | 0 | 0 | 0 | 0 | 0 | 0 | 0 | 0 | 0 | 0 | 0 | 0 | 0 | 0 | 0 | 0 | 0 | 0.25014 | 0.22108 | 0.29869 | 0.23419 | 0.44092 | 0.53609 | 0.062016 | 0.15783 | 0.34943 | 0.25125 | 0.034366 | 0.34112 | 0.2086 | 0.19971 | 0.26118 | 0.26615 | 0.20827 | 0.35956 | 0.26637 | 0.27518 | 0.27689 | 0.30242 | 0.20414 | 0.20242 | 0.32138 | 0.26797 | 0.24608 | 0.2463 | 0.20589 | 0.21586 | 0.25896 | 0.30444 | 0.31599 | 0.30514 | 0.29893 | 0 | 0 | 0 | 0 | 0 | 0 | 0 | 0 | 0 | 0 | 0 | 0 | 0 | 0 | 0 | 0 | 0 | 0 | 0 | 0 | 0 | 0 | 0 | 0 | 0 | 0 | 0 | 0 | 0 | 0 | 0 | 0 | 0 | 0 | 0 | 1 | 1 | 0.97786 | 0.27177 | 0.4092 | 0.45538 | 0.39 | 0.30271 | 0.42611 | 0.34361 | 0.33722 | 0.49017 | 0.28981 | 0.25393 | 0.17834 | 0.18814 | 0.20624 | 0.43375 | 0.39535 | 0.4092 | 0.22514 | 0.25477 | 0.26746 | 0.2041 | 0.23524 | 0.21363 | 0.19314 | 0.18659 | 0.14579 | 0.14868 | 0.32966 | 0.30404 | 0.25342 | 0.29035 | 0.20118 | 0.24843 | 0.52976 | 0.37179 | 0.20339 | 0 | 0 | 0 | 0 | 0 | 0 | 0 | 0 | 0 | 0 | 0 | 0 | 0 | 0 | 0 | 0 | 0 | 0 | 0 | 0 | 0 | 0 | 0 | 0 | 0 | 0 | 0 | 0 | 0 | 0 | 0 | 0 | 0 | 0 | 0 | 0 | 0.45075 | 0.36671 | 0.23109 | 0.13538 | 0.32339 | 0.31662 | 0.30774 | 0.31887 | 0.57062 | 0.39217 | 0.3034 | 0.51578 | 0.34236 | 0.27774 | 0.23421 | 0.16828 | 0.4603 | 0.31647 | 0.44493 | 0.32953 | 0.37671 | 0.24315 | 0.34307 | 0 | 0 | 0 | 0 | 0 | 0 | 0 | 0 | 0 | 0 | 0 | 0 | 0 | 0 | 0 | 0 | 0 | 0 | 0 | 0 | 0 | 0 | 0 | 0 | 0 | 0.087449 | 0 | 0.081283 | 0.056219 | 0.16776 | 0.00056974 | 0.027244 | 0.0025469 | 0.13404 | 0 | 0.054552 | 0.10351 | 0 | 0 | 0 | 0 | 0 | 0 | 0 | 0 | 0.04438 | 0.00056239 | 0.00049009 | 0 | 0 | 0.25372 | 0.0023562 | 0 | 0 | 0 | 0 | 0 | 0 | 0 | 0 | 0 | 0 | 0 | 0 | 0 | 0 | 0 | 0 | 0 | 0 | 0 | 0 | 0 | 0 | 0 | 0 | 0 | 0 | 0 | 0 | 0 | 0 | 0 | 0 | 0.060189 | 0.053406 | 0.040058 | 0.013056 | 0.027952 | 0.026421 | 0.035255 | 0.034841 | 0.029578 | 0.051573 | 0.036601 | 0.030782 | 0.032576 | 0.035255 | 0.025067 | 0.036995 | 0.036155 | 0.091028 | 0.050026 | 0.014644 | 0.027351 | 0.00029856 | 0.10682 | 0.023707 | 0.12649 | 0.16862 | 0.24031 | 0.19547 | 0.36425 | 6.4246e-07 | 0.084686 | 0.062697 | 0.062812 | 0.060804 | 5.3173e-05 | 0.099303 | 0.14974 | 0.27839 | 0.047069 | 0.029579 | 0.029493 | 0.039956 | 0.060357 | 0.060003 | 0.0026421 | 0.03956 | 0.039956 | 0.026084 | 0.034509 | 0.025615 | 0.044234 | 0.040366 | 0.033775 | 0.029721 | 0.029512 | 0.03127 | 0.042667 | 0.12608 | 0.065551 | 0.051086 | 0.19931 | 0 | 0 | 0 | 0 | 0 | 0 | 0 | 0 | 0 | 0 | 0 | 0 | 0 | 0 | 0 | 0 | 0 | 0 | 0 | 0 | 0 | 0 | 0 | 0 | 0 | 0 | 0 | 0 | 0 | 0 | 0 | 0 | 0 | 0 | 0 | 0 | 0 | 0 | 0 | 0 | 0 | 0 | 0 | 0 | 0 | 0 | 0 | 0 | 0 | 0 | 0 | 0 | 0 | 0 | 0 | 0 | 0 | 0 | 0 | 0 | 0 | 0.083626 | 0.080902 | 0.059604 | 0.098291 | 0.077977 | 0.040571 | 0.042153 | 0.00050079 | 0.041292 | 0.037303 | 0.033673 | 0.099051 | 0.036525 | 0.06909 | 0.040109 | 0.054444 | 0.035122 | 0.040067 | 0.12608 | 0.084861 | 0.080295 | 0.068456 | 0.040109 | 0.040109 | 0.042628 | 0.11334 | 0.053419 | 0.04061 | 0.021129 | 0.070495 | 0.059178 | 0.042327 | 0.040109 | 0.041378 | 0.10627 | 0.093412 | 0.054269 | 0.054269 | 0.1038 | 0.049678 | 0.10604 | 0.083041 | 0.063189 | 0.083639 | 0.10432 | 0.11338 | 0.081597 | 0.083524 | 0.12165 | 0.10293 | 0.12871 | 0.082161 | 0.15203 | 0.040617 | 0.040844 | 0.068456 | 0.036756 | 0.021563 | 0.036026 | 0.068456 | 0.040617 | 0.054481 | 0.082339 | 0.080553 | 0.068456 | 0.068456 | 0.086963 | 0.034324 | 0.03539 | 0.065165 | 0.043367 | 0.11359 | 0.11884 | 0.034249 | 0.14561 | 0.10382 | 0.13746 | 0.068456 | 0.068456 | 0.034257 | 0.040639 | 0.040617 | 0.041371 | 0.072716 | 0.10627 | 0.039571 | 0.083883 | 0.10789 | 0.12165 | 0.040109 | 0 | 0 | 0 | 0 | 0 | 0 | 0 | 0 | 0 | 0 | 0 | 0 | 0 | 0 | 0 | 0 | 0 | 0 | 0 | 0 | 0 | 0 | 0 | 0 | 0 | 0 | 0 | 0 | 0 | 0 | 0 | 0 | 0 | 0 | 0 | 0 | 0 | 0 | 0 | 0 | 0 | 0 | 0 | 0 | 0 | 0 | 0 | 0 | 0 | 0 | 0 | 0 | 0 | 0 | 0 | 0 | 0 | 0 | 0 | 0 | 0 | 0 | 0 | 0 | 0 | 0 | 0 | 0 | 0 | 0 | 0 | 0 | 0 | 0 | 0 | 0 | 0 | 0 | 0 | 0 | 0 | 0 | 0 | 0 | 0 | 0 | 0 | 0 | 0 | 0 | 0.49833 | 0.49553 | 0.55405 | 0.6121 | 0.52533 | 0.62286 | 0.51248 | 0.49595 | 0.59281 | 0.62625 | 0.62093 | 0.59077 | 0.44844 | 0.49179 | 0.49905 | 0.46284 | 0.54626 | 0.60543 | 0.58461 | 0.52723 | 0.61951 | 0.59632 | 0.58931 | 0.51878 | 0.52042 | 0.59249 | 0.63864 | 0.51746 | 0.57857 | 0.49103 | 0.51233 | 0.57252 | 0 | 0 | 0 | 0 | 0 | 0 | 0 | 0 | 0 | 0 | 0 | 0 | 0 | 0 | 0 | 0 | 0 | 0 | 0 | 0 | 0 | 0 | 0 | 0 | 0 | 0 | 0 | 0 | 0 | 0 | 0 | 0 | 1 | 0.5935 | 0.56001 | 0.51568 | 0.54015 | 0.65014 | 0.42159 | 0.53245 | 0.56908 | 0.58212 | 0.42914 | 0.74304 | 0.71241 | 0.81513 | 0.63625 | 0.59689 | 0.59576 | 0.61659 | 0.67835 | 0.38435 | 0.56262 | 0.61932 | 0.69685 | 0.49622 | 0.87198 | 0.5603 | 0.62674 | 0.39974 | 0.67325 | 0 | 0 | 0 | 0 | 0 | 0 | 0 | 0 | 0 | 0 | 0 | 0 | 0 | 0 | 0 | 0 | 0 | 0 | 0 | 0 | 0 | 0 | 0 | 0 | 0 | 0 | 0 | 0 | 0.00044766 | 0.00023264 | 0.36871 | 0.03566 | 0.00068722 | 0.020147 | 0.064127 | 0.12526 | 0.012614 | 0.10504 | 0.19404 | 0.10237 | 0.0012262 | 0.11811 | 0.028137 | 0.044556 | 0.033493 | 0.0054347 | 0.081624 | 0.24486 | 0.19186 | 0.18789 | 0 | 0 | 0 | 0 | 0 | 0 | 0 | 0 | 0 | 0 | 0 | 0 | 0 | 0 | 0 | 0 | 0 | 0 | 0 | 0 | 0 | 0 | 17
0.17749 | 0.027752 | 0.20961 | 0.12773 | 0.26684 | 0.068859 | 0.3169 | 0.33506 | 0.24387 | 0.19722 | 0.34804 | 0 | 0 | 0 | 0 | 0 | 0 | 0 | 0 | 0 | 0 | 0 | 0.28061 | 0.1562 | 0.16377 | 0.16482 | 0.15074 | 0.18036 | 0.054447 | 0.12231 | 0.23654 | 0.058478 | 0.15531 | 0.082994 | 0.085784 | 0.074453 | 0.058839 | 0.053459 | 0.078483 | 0.11938 | 0.06104 | 0.053901 | 0.087117 | 0.091221 | 0.054817 | 0.20793 | 0.075178 | 0.052694 | 0.14865 | 0.082322 | 0.086529 | 0.12807 | 0.24798 | 0.052 | 0.048953 | 0.26651 | 0.19326 | 0.054278 | 0.16222 | 0.30371 | 0.17436 | 0.052729 | 0.053003 | 0.074453 | 0.061985 | 0.092874 | 0.14711 | 0.12442 | 0.17326 | 0.21712 | 0.11956 | 0.16536 | 0.22988 | 0.17419 | 0.051542 | 0.063277 | 0.16421 | 0.08461 | 0.054817 | 0.086529 | 0.086529 | 0.086529 | 0.052694 | 0.052694 | 0 | 0 | 0 | 0 | 0 | 0 | 0 | 0 | 0 | 0 | 0 | 0 | 0 | 0 | 0 | 0 | 0 | 0 | 0 | 0 | 0 | 0 | 0 | 0 | 0 | 0 | 0 | 0 | 0 | 0 | 0 | 0 | 0 | 0 | 0 | 0 | 0 | 0 | 0 | 0 | 0 | 0 | 0 | 0 | 0 | 0 | 0 | 0 | 0 | 0 | 0 | 0 | 0 | 0 | 0 | 0 | 0 | 0 | 0 | 0 | 0 | 0 | 0.3886 | 0.47628 | 0.31706 | 0.33121 | 0.27584 | 0.25972 | 0.30171 | 0.39043 | 0.24878 | 0.2882 | 0.29628 | 0.4588 | 0.3508 | 0.59513 | 0.23539 | 0 | 0 | 0 | 0 | 0 | 0 | 0 | 0 | 0 | 0 | 0 | 0 | 0 | 0 | 0 | 0.00062937 | 0 | 5.107e-06 | 0 | 0 | 2.3057e-08 | 0 | 0 | 0 | 0 | 0 | 0 | 2.4887e-06 | 0 | 0 | 0 | 0 | 0 | 0 | 0 | 0 | 0 | 0 | 0 | 0 | 0 | 0 | 0 | 0 | 0 | 0 | 0 | 0 | 0 | 0 | 0 | 0 | 0 | 0 | 0.05002 | 0.009784 | 0.038781 | 0.012944 | 0.01565 | 0.0023614 | 0.0444 | 0.00051544 | 0.0005517 | 0.097807 | 0.092469 | 0.042844 | 0.034214 | 0.040909 | 0.092978 | 0.03683 | 0.038799 | 0.0444 | 0.077244 | 0.088367 | 0.047994 | 0.039348 | 0.00011542 | 0.0444 | 0 | 0 | 0 | 0 | 0 | 0 | 0 | 0 | 0 | 0 | 0 | 0 | 0 | 0 | 0 | 0 | 0 | 0 | 0 | 0 | 0 | 0 | 0 | 0 | 0.29305 | 0.25465 | 0.32354 | 0.27018 | 0.43241 | 0.45949 | 0.045444 | 0.16671 | 0.40704 | 0.3025 | 0.011956 | 0.22894 | 0.24533 | 0.21635 | 0.22363 | 0.22607 | 0.16645 | 0.36915 | 0.28435 | 0.30171 | 0.30262 | 0.32045 | 0.16294 | 0.20666 | 0.34369 | 0.28154 | 0.23823 | 0.23627 | 0.21206 | 0.23872 | 0.26907 | 0.28364 | 0.27562 | 0.32306 | 0.25005 | 0 | 0 | 0 | 0 | 0 | 0 | 0 | 0 | 0 | 0 | 0 | 0 | 0 | 0 | 0 | 0 | 0 | 0 | 0 | 0 | 0 | 0 | 0 | 0 | 0 | 0 | 0 | 0 | 0 | 0 | 0 | 0 | 0 | 0 | 0 | 0.75634 | 0.82313 | 0.72256 | 0.31728 | 0.40314 | 0.43979 | 0.35464 | 0.35174 | 0.4242 | 0.37355 | 0.3715 | 0.46947 | 0.28476 | 0.305 | 0.23327 | 0.19714 | 0.18327 | 0.343 | 0.27492 | 0.40314 | 0.27996 | 0.30216 | 0.32319 | 0.26741 | 0.26107 | 0.26222 | 0.25981 | 0.22534 | 0.17031 | 0.18422 | 0.3634 | 0.35055 | 0.30049 | 0.31306 | 0.25845 | 0.27397 | 0.47969 | 0.37676 | 0.24256 | 0 | 0 | 0 | 0 | 0 | 0 | 0 | 0 | 0 | 0 | 0 | 0 | 0 | 0 | 0 | 0 | 0 | 0 | 0 | 0 | 0 | 0 | 0 | 0 | 0 | 0 | 0 | 0 | 0 | 0 | 0 | 0 | 0 | 0 | 0 | 0 | 0.19943 | 0.3361 | 0.27044 | 0.20035 | 0.37329 | 0.30349 | 0.27628 | 0.2497 | 0.27322 | 0.32923 | 0.28875 | 0.30164 | 0.29255 | 0.29053 | 0.25411 | 0.19191 | 0.47219 | 0.28626 | 0.28338 | 0.31885 | 0.28742 | 0.29506 | 0.31465 | 0 | 0 | 0 | 0 | 0 | 0 | 0 | 0 | 0 | 0 | 0 | 0 | 0 | 0 | 0 | 0 | 0 | 0 | 0 | 0 | 0 | 0 | 0 | 0 | 0 | 0.16638 | 0 | 0.16716 | 0.11397 | 0.28211 | 0.017482 | 0.052547 | 0.050538 | 0.23858 | 0 | 0.1114 | 0.19145 | 0.00078566 | 0.00058028 | 0.0016055 | 0.00078486 | 0.00049508 | 0.00023388 | 0.0003522 | 0.00043738 | 0.10142 | 0.044862 | 0.039845 | 0.00034998 | 0 | 0.35739 | 0.0046219 | 0.0036601 | 0 | 0 | 0 | 0 | 0 | 0 | 0 | 0 | 0 | 0 | 0 | 0 | 0 | 0 | 0 | 0 | 0 | 0 | 0 | 0 | 0 | 0 | 0 | 0 | 0 | 0 | 0 | 0 | 0 | 0 | 0 | 0.12693 | 0.10554 | 0.098366 | 0.028824 | 0.040763 | 0.039312 | 0.053708 | 0.0549 | 0.090354 | 0.11323 | 0.063383 | 0.053701 | 0.047585 | 0.053708 | 0.018814 | 0.0085428 | 0.0078645 | 0.020975 | 0.00019106 | 0.025719 | 0.041743 | 0.000683 | 0.029703 | 0.0032999 | 0.20302 | 0.252 | 0.23896 | 0.24905 | 0.38162 | 1.8926e-06 | 0.093079 | 0.13217 | 0.13241 | 0.1294 | 0.00015664 | 0.16792 | 0.17379 | 0.19495 | 0.00045072 | 0.090354 | 0.090089 | 0.070246 | 0.12873 | 0.12822 | 0.0065954 | 0.097902 | 0.070246 | 1.1169e-06 | 0.00010478 | 5.18e-07 | 0.10462 | 0.068305 | 0.01869 | 0.046305 | 0.090134 | 0.089783 | 0.074621 | 0.058046 | 0.0073543 | 0.10051 | 0.2206 | 0 | 0 | 0 | 0 | 0 | 0 | 0 | 0 | 0 | 0 | 0 | 0 | 0 | 0 | 0 | 0 | 0 | 0 | 0 | 0 | 0 | 0 | 0 | 0 | 0 | 0 | 0 | 0 | 0 | 0 | 0 | 0 | 0 | 0 | 0 | 0 | 0 | 0 | 0 | 0 | 0 | 0 | 0 | 0 | 0 | 0 | 0 | 0 | 0 | 0 | 0 | 0 | 0 | 0 | 0 | 0 | 0 | 0 | 0 | 0 | 0 | 0.078213 | 0.075392 | 0.050757 | 0.088599 | 0.070448 | 0.038887 | 0.039 | 0.0003151 | 0.03937 | 0.039522 | 0.041916 | 0.059507 | 0.040395 | 0.049335 | 0.029546 | 0.041504 | 0.018976 | 0.030334 | 0.10571 | 0.078121 | 0.074052 | 0.055648 | 0.029546 | 0.029546 | 0.032795 | 0.05704 | 0.03412 | 0.038745 | 0.0145 | 0.067308 | 0.03992 | 0.039309 | 0.029546 | 0.039069 | 0.096352 | 0.084286 | 0.047809 | 0.047809 | 0.094041 | 0.047164 | 0.096132 | 0.077607 | 0.059522 | 0.078227 | 0.093244 | 0.10073 | 0.076111 | 0.078108 | 0.10583 | 0.093227 | 0.10983 | 0.076696 | 0.14578 | 0.038877 | 0.029946 | 0.055648 | 0.039314 | 0.028683 | 0.03841 | 0.055648 | 0.038877 | 0.048029 | 0.07688 | 0.074453 | 0.055648 | 0.055648 | 0.081179 | 0.017284 | 0.019543 | 0.042445 | 0.025502 | 0.09996 | 0.10378 | 0.017125 | 0.133 | 0.09406 | 0.11818 | 0.055648 | 0.055648 | 0.017132 | 0.038709 | 0.038877 | 0.030232 | 0.068236 | 0.096352 | 0.030442 | 0.078404 | 0.097251 | 0.10583 | 0.029546 | 0 | 0 | 0 | 0 | 0 | 0 | 0 | 0 | 0 | 0 | 0 | 0 | 0 | 0 | 0 | 0 | 0 | 0 | 0 | 0 | 0 | 0 | 0 | 0 | 0 | 0 | 0 | 0 | 0 | 0 | 0 | 0 | 0 | 0 | 0 | 0 | 0 | 0 | 0 | 0 | 0 | 0 | 0 | 0 | 0 | 0 | 0 | 0 | 0 | 0 | 0 | 0 | 0 | 0 | 0 | 0 | 0 | 0 | 0 | 0 | 0 | 0 | 0 | 0 | 0 | 0 | 0 | 0 | 0 | 0 | 0 | 0 | 0 | 0 | 0 | 0 | 0 | 0 | 0 | 0 | 0 | 0 | 0 | 0 | 0 | 0 | 0 | 0 | 0 | 0 | 0.31651 | 0.288 | 0.31968 | 0.44131 | 0.23906 | 0.32526 | 0.27066 | 0.2563 | 0.35208 | 0.2914 | 0.26814 | 0.24743 | 0.32584 | 0.30406 | 0.41013 | 0.35491 | 0.31509 | 0.23435 | 0.22885 | 0.17234 | 0.27674 | 0.22846 | 0.32712 | 0.27112 | 0.25715 | 0.33073 | 0.29164 | 0.26218 | 0.36 | 0.25051 | 0.27091 | 0.2719 | 0 | 0 | 0 | 0 | 0 | 0 | 0 | 0 | 0 | 0 | 0 | 0 | 0 | 0 | 0 | 0 | 0 | 0 | 0 | 0 | 0 | 0 | 0 | 0 | 0 | 0 | 0 | 0 | 0 | 0 | 0 | 0 | 0.99712 | 0.36171 | 0.36954 | 0.3359 | 0.32722 | 0.47869 | 0.34191 | 0.38709 | 0.32515 | 0.30479 | 0.37144 | 0.43832 | 0.42113 | 0.54631 | 0.54948 | 0.37898 | 0.33864 | 0.4339 | 0.33692 | 0.33449 | 0.43171 | 0.4601 | 0.41438 | 0.32359 | 0.74115 | 0.32382 | 0.47456 | 0.35477 | 0.42215 | 0 | 0 | 0 | 0 | 0 | 0 | 0 | 0 | 0 | 0 | 0 | 0 | 0 | 0 | 0 | 0 | 0 | 0 | 0 | 0 | 0 | 0 | 0 | 0 | 0 | 0 | 0 | 0 | 0.0026033 | 0.0010929 | 0.346 | 0.031565 | 0.00058051 | 0.017306 | 0.081176 | 0.1767 | 0.01341 | 0.14295 | 0.22651 | 0.17349 | 0.0035327 | 0.1245 | 0.041706 | 0.062969 | 0.05897 | 0.0078305 | 0.11244 | 0.23885 | 0.28798 | 0.25139 | 0 | 0 | 0 | 0 | 0 | 0 | 0 | 0 | 0 | 0 | 0 | 0 | 0 | 0 | 0 | 0 | 0 | 0 | 0 | 0 | 0 | 0 | 18
0.21342 | 0.014678 | 0.20613 | 0.15136 | 0.27102 | 0.065447 | 0.30493 | 0.26204 | 0.27848 | 0.1438 | 0.31716 | 0 | 0 | 0 | 0 | 0 | 0 | 0 | 0 | 0 | 0 | 0 | 0.28181 | 0.17732 | 0.17112 | 0.18627 | 0.16493 | 0.19015 | 0.059395 | 0.11533 | 0.2389 | 0.05634 | 0.16087 | 0.079093 | 0.080591 | 0.077028 | 0.064971 | 0.056258 | 0.080753 | 0.13049 | 0.057339 | 0.053003 | 0.10361 | 0.08529 | 0.051599 | 0.21493 | 0.084178 | 0.054855 | 0.14943 | 0.082636 | 0.080848 | 0.12479 | 0.24773 | 0.062514 | 0.056788 | 0.2689 | 0.19926 | 0.052426 | 0.16397 | 0.30654 | 0.18752 | 0.0548 | 0.05438 | 0.077028 | 0.060881 | 0.087572 | 0.14242 | 0.121 | 0.16875 | 0.21938 | 0.11212 | 0.18703 | 0.23081 | 0.19229 | 0.064329 | 0.063039 | 0.15861 | 0.079078 | 0.051599 | 0.080848 | 0.080848 | 0.080848 | 0.054855 | 0.054855 | 0 | 0 | 0 | 0 | 0 | 0 | 0 | 0 | 0 | 0 | 0 | 0 | 0 | 0 | 0 | 0 | 0 | 0 | 0 | 0 | 0 | 0 | 0 | 0 | 0 | 0 | 0 | 0 | 0 | 0 | 0 | 0 | 0 | 0 | 0 | 0 | 0 | 0 | 0 | 0 | 0 | 0 | 0 | 0 | 0 | 0 | 0 | 0 | 0 | 0 | 0 | 0 | 0 | 0 | 0 | 0 | 0 | 0 | 0 | 0 | 0 | 0 | 0.39634 | 0.54914 | 0.29305 | 0.39927 | 0.2985 | 0.34967 | 0.41038 | 0.35793 | 0.30126 | 0.35712 | 0.3152 | 0.40434 | 0.32197 | 0.53117 | 0.27642 | 0 | 0 | 0 | 0 | 0 | 0 | 0 | 0 | 0 | 0 | 0 | 0 | 0 | 0 | 0 | 0.00032575 | 0 | 0 | 0 | 0 | 1.6347e-08 | 0 | 0 | 0 | 0 | 0 | 0 | 0 | 0 | 0 | 0 | 0 | 0 | 0 | 0 | 0 | 0 | 0 | 0 | 0 | 0 | 0 | 0 | 0 | 0 | 0 | 0 | 0 | 0 | 0 | 0 | 0 | 0 | 0 | 0.010283 | 7.6858e-05 | 0.00020359 | 0.00011402 | 0.013932 | 0.0016599 | 0.00033298 | 0.00069723 | 0.0014373 | 0.08473 | 0.078071 | 0.011853 | 0.00026807 | 0.00025557 | 0.062142 | 0.00034682 | 0.00034322 | 0.00033298 | 0.067783 | 0.073843 | 0.0021991 | 0.034833 | 0.00010818 | 0.00033298 | 0 | 0 | 0 | 0 | 0 | 0 | 0 | 0 | 0 | 0 | 0 | 0 | 0 | 0 | 0 | 0 | 0 | 0 | 0 | 0 | 0 | 0 | 0 | 0 | 0.43085 | 0.32286 | 0.48128 | 0.40931 | 0.55619 | 0.61027 | 0.058965 | 0.20225 | 0.51896 | 0.40935 | 0.015513 | 0.23745 | 0.32868 | 0.30818 | 0.25517 | 0.26081 | 0.18749 | 0.5156 | 0.42203 | 0.44899 | 0.45289 | 0.47008 | 0.18365 | 0.24489 | 0.50884 | 0.39653 | 0.34086 | 0.3418 | 0.29851 | 0.31284 | 0.39752 | 0.30838 | 0.30601 | 0.47341 | 0.27381 | 0 | 0 | 0 | 0 | 0 | 0 | 0 | 0 | 0 | 0 | 0 | 0 | 0 | 0 | 0 | 0 | 0 | 0 | 0 | 0 | 0 | 0 | 0 | 0 | 0 | 0 | 0 | 0 | 0 | 0 | 0 | 0 | 0 | 0 | 0 | 0.70825 | 0.87923 | 0.68766 | 0.44168 | 0.38496 | 0.41677 | 0.34357 | 0.39434 | 0.41623 | 0.43171 | 0.42621 | 0.44534 | 0.28041 | 0.37433 | 0.25049 | 0.20439 | 0.20282 | 0.35365 | 0.30393 | 0.38496 | 0.28409 | 0.3947 | 0.36141 | 0.3342 | 0.28498 | 0.30007 | 0.3136 | 0.23523 | 0.18302 | 0.19241 | 0.49789 | 0.44489 | 0.39638 | 0.32568 | 0.2642 | 0.27647 | 0.4715 | 0.50803 | 0.26027 | 0 | 0 | 0 | 0 | 0 | 0 | 0 | 0 | 0 | 0 | 0 | 0 | 0 | 0 | 0 | 0 | 0 | 0 | 0 | 0 | 0 | 0 | 0 | 0 | 0 | 0 | 0 | 0 | 0 | 0 | 0 | 0 | 0 | 0 | 0 | 0 | 0.30963 | 0.41386 | 0.34802 | 0.27059 | 0.46189 | 0.38836 | 0.35377 | 0.34778 | 0.41875 | 0.39878 | 0.3697 | 0.43587 | 0.37666 | 0.37703 | 0.32314 | 0.23466 | 0.55632 | 0.36202 | 0.40586 | 0.41595 | 0.37654 | 0.37552 | 0.37761 | 0 | 0 | 0 | 0 | 0 | 0 | 0 | 0 | 0 | 0 | 0 | 0 | 0 | 0 | 0 | 0 | 0 | 0 | 0 | 0 | 0 | 0 | 0 | 8.685e-06 | 0.0012488 | 0.15975 | 0.00067042 | 0.17409 | 0.1198 | 0.28095 | 0.017091 | 0.044475 | 0.050032 | 0.21929 | 0.0001429 | 0.11345 | 0.18987 | 0.0012267 | 0.00091592 | 0 | 0.0023394 | 0.0014131 | 0.0012516 | 0.0015835 | 0.0019847 | 0.10247 | 0.044417 | 0.039432 | 0.0011154 | 0 | 0.30981 | 0.0047409 | 0.004288 | 0 | 0 | 0 | 0 | 0 | 0 | 0 | 0 | 0 | 0 | 0 | 0 | 0 | 0 | 0 | 0 | 0 | 0 | 0 | 0 | 0 | 0 | 0 | 0 | 0 | 0 | 0 | 0 | 0 | 0 | 0 | 0.07329 | 0.051487 | 0.073959 | 0.022927 | 6.5177e-05 | 0.00027931 | 9.2678e-05 | 0.0011144 | 0.076227 | 0.063642 | 0.0097686 | 0.0098782 | 0.00037388 | 9.2678e-05 | 4.1822e-05 | 0.00014594 | 0.0069898 | 0.00092055 | 0 | 0.00014382 | 4.0782e-05 | 0.00051999 | 0.03389 | 0.0036701 | 0.16056 | 0.19722 | 0.13377 | 0.16875 | 0.28386 | 1.5974e-06 | 0.028365 | 0.07805 | 0.078121 | 0.077754 | 0.00013221 | 0.13687 | 0.082126 | 0.11531 | 0 | 0.076227 | 0.076003 | 0.049416 | 0.077672 | 0.077581 | 0.0048976 | 0.073491 | 0.049416 | 0 | 0 | 0 | 0.074716 | 0.014584 | 0.0025515 | 0.00055494 | 0.076041 | 0.075989 | 0.052709 | 0.017286 | 0.00016432 | 0.063394 | 0.11754 | 0 | 0 | 0 | 0 | 0 | 0 | 0 | 0 | 0 | 0 | 0 | 0 | 0 | 0 | 0 | 0 | 0 | 0 | 0 | 0 | 0 | 0 | 0 | 0 | 0 | 0 | 0 | 0 | 0 | 0 | 0 | 0 | 0 | 0 | 0 | 0 | 0 | 0 | 0 | 0 | 0 | 0 | 0 | 0 | 0 | 0 | 0 | 0 | 0 | 0 | 0 | 0 | 0 | 0 | 0 | 0 | 0 | 0 | 0 | 0 | 0 | 0.092955 | 0.089256 | 0.056634 | 0.096349 | 0.073936 | 0.040098 | 0.040754 | 0.00028988 | 0.036315 | 0.03699 | 0.038126 | 0.069531 | 0.036223 | 0.056012 | 0.031306 | 0.045834 | 0.017281 | 0.030325 | 0.13279 | 0.081741 | 0.076718 | 0.062508 | 0.031306 | 0.031307 | 0.035182 | 0.069964 | 0.037149 | 0.039913 | 0.012548 | 0.081022 | 0.044802 | 0.034845 | 0.031306 | 0.037727 | 0.10517 | 0.092238 | 0.053094 | 0.053094 | 0.10269 | 0.051185 | 0.10493 | 0.092161 | 0.06781 | 0.092973 | 0.10973 | 0.11376 | 0.0902 | 0.092817 | 0.12377 | 0.10182 | 0.13187 | 0.090966 | 0.17524 | 0.040037 | 0.031827 | 0.062508 | 0.040678 | 0.038727 | 0.043276 | 0.062508 | 0.040037 | 0.053382 | 0.091207 | 0.077028 | 0.062508 | 0.062508 | 0.09754 | 0.015037 | 0.018034 | 0.047167 | 0.023534 | 0.11814 | 0.12149 | 0.014826 | 0.14867 | 0.10271 | 0.14055 | 0.062508 | 0.062508 | 0.014833 | 0.039779 | 0.040037 | 0.0322 | 0.079532 | 0.10517 | 0.025144 | 0.093171 | 0.10744 | 0.12377 | 0.031306 | 0 | 0 | 0 | 0 | 0 | 0 | 0 | 0 | 0 | 0 | 0 | 0 | 0 | 0 | 0 | 0 | 0 | 0 | 0 | 0 | 0 | 0 | 0 | 0 | 0 | 0 | 0 | 0 | 0 | 0 | 0 | 0 | 0 | 0 | 0 | 0 | 0 | 0 | 0 | 0 | 0 | 0 | 0 | 0 | 0 | 0 | 0 | 0 | 0 | 0 | 0 | 0 | 0 | 0 | 0 | 0 | 0 | 0 | 0 | 0 | 0 | 0 | 0 | 0 | 0 | 0 | 0 | 0 | 0 | 0 | 0 | 0 | 0 | 0 | 0 | 0 | 0 | 0 | 0 | 0 | 0 | 0 | 0 | 0 | 0 | 0 | 0 | 0 | 0 | 0 | 0.37409 | 0.37228 | 0.41797 | 0.52127 | 0.36621 | 0.4736 | 0.38265 | 0.36463 | 0.47931 | 0.43413 | 0.39595 | 0.37821 | 0.31448 | 0.34865 | 0.35919 | 0.33315 | 0.4311 | 0.3527 | 0.301 | 0.21892 | 0.33817 | 0.3624 | 0.45021 | 0.38565 | 0.37692 | 0.4529 | 0.43069 | 0.37905 | 0.44419 | 0.34504 | 0.38276 | 0.41101 | 0 | 0 | 0 | 0 | 0 | 0 | 0 | 0 | 0 | 0 | 0 | 0 | 0 | 0 | 0 | 0 | 0 | 0 | 0 | 0 | 0 | 0 | 0 | 0 | 0 | 0 | 0 | 0 | 0 | 0 | 0 | 0 | 0.99133 | 0.48476 | 0.49997 | 0.43511 | 0.37424 | 0.47791 | 0.41952 | 0.43303 | 0.35016 | 0.30026 | 0.50905 | 0.40075 | 0.38448 | 0.49892 | 0.55103 | 0.36069 | 0.33027 | 0.4308 | 0.41287 | 0.40119 | 0.46683 | 0.48471 | 0.37613 | 0.40471 | 0.7064 | 0.2978 | 0.49817 | 0.44145 | 0.37794 | 0 | 0 | 0 | 0 | 0 | 0 | 0 | 0 | 0 | 0 | 0 | 0 | 0 | 0 | 0 | 0 | 0 | 0 | 0 | 0 | 0 | 0 | 0 | 0 | 0 | 0 | 0 | 0 | 0.027299 | 0.013771 | 0.35537 | 0.027242 | 0.0012795 | 0.016431 | 0.083496 | 0.20377 | 0.016778 | 0.16103 | 0.231 | 0.19882 | 0.030088 | 0.11848 | 0.045874 | 0.071644 | 0.06668 | 0.010869 | 0.1157 | 0.23871 | 0.30396 | 0.26741 | 0 | 0 | 0 | 0 | 0 | 0 | 0 | 0 | 0 | 0 | 0 | 0 | 0 | 0 | 0 | 0 | 0 | 0 | 0 | 0 | 0 | 0 | 19
0.21312 | 0.018108 | 0.1242 | 0.12249 | 0.20548 | 0.039261 | 0.19647 | 0.15041 | 0.22977 | 0.073919 | 0.21513 | 0 | 0 | 0 | 0 | 0 | 0 | 0 | 0 | 0 | 0 | 0 | 0.26862 | 0.15677 | 0.13822 | 0.16596 | 0.14978 | 0.17678 | 0.032376 | 0.086351 | 0.23625 | 0.034047 | 0.14468 | 0.050349 | 0.053598 | 0.051351 | 0.039396 | 0.027983 | 0.042697 | 0.10654 | 0.034898 | 0.028191 | 0.12199 | 0.058707 | 0.030081 | 0.19058 | 0.059329 | 0.025699 | 0.11748 | 0.058815 | 0.054629 | 0.093513 | 0.21439 | 0.093396 | 0.092347 | 0.24111 | 0.16924 | 0.028968 | 0.13054 | 0.2979 | 0.16088 | 0.025772 | 0.026337 | 0.051351 | 0.037845 | 0.060822 | 0.11342 | 0.091611 | 0.14104 | 0.19123 | 0.083332 | 0.16656 | 0.19966 | 0.16896 | 0.07939 | 0.039195 | 0.13138 | 0.053144 | 0.030081 | 0.054629 | 0.054629 | 0.054629 | 0.025699 | 0.025699 | 0 | 0 | 0 | 0 | 0 | 0 | 0 | 0 | 0 | 0 | 0 | 0 | 0 | 0 | 0 | 0 | 0 | 0 | 0 | 0 | 0 | 0 | 0 | 0 | 0 | 0 | 0 | 0 | 0 | 0 | 0 | 0 | 0 | 0 | 0 | 0 | 0 | 0 | 0 | 0 | 0 | 0 | 0 | 0 | 0 | 0 | 0 | 0 | 0 | 0 | 0 | 0 | 0 | 0 | 0 | 0 | 0 | 0 | 0 | 0 | 0 | 0 | 0.38706 | 0.63084 | 0.2774 | 0.47383 | 0.30099 | 0.40056 | 0.46272 | 0.32009 | 0.34651 | 0.37184 | 0.31299 | 0.3464 | 0.30581 | 0.44468 | 0.29102 | 0 | 0 | 0 | 0 | 0 | 0 | 0 | 0 | 0 | 0 | 0 | 0 | 0 | 0 | 0 | 0.00017084 | 0 | 0 | 0 | 0 | 7.2839e-09 | 0 | 0 | 0 | 0 | 0 | 0 | 6.337e-07 | 0 | 0 | 0 | 0 | 0 | 0 | 0 | 0 | 0 | 0 | 0 | 0 | 0 | 0 | 0 | 0 | 0 | 0 | 0 | 0 | 0 | 0 | 0 | 0 | 0 | 0 | 0.006433 | 3.5353e-06 | 0.00011466 | 8.6986e-07 | 0.01244 | 0.0018714 | 0 | 0.00081984 | 0.028732 | 0.068792 | 0.063459 | 0.0095908 | 0.00015451 | 0 | 0.045333 | 0 | 0 | 0 | 0.055728 | 0.056308 | 0.0012842 | 0.030669 | 0.020491 | 0 | 0 | 0 | 0 | 0 | 0 | 0 | 0 | 0 | 0 | 0 | 0 | 0 | 0 | 0 | 0 | 0 | 0 | 0 | 0 | 0 | 0 | 0 | 0 | 0 | 0.46691 | 0.3398 | 0.56725 | 0.48604 | 0.70298 | 0.72549 | 0.089739 | 0.24495 | 0.66473 | 0.57013 | 0.031552 | 0.2496 | 0.35309 | 0.35337 | 0.32416 | 0.3258 | 0.22796 | 0.65497 | 0.53503 | 0.56465 | 0.54523 | 0.58339 | 0.22376 | 0.32404 | 0.56062 | 0.54062 | 0.45379 | 0.43698 | 0.34972 | 0.33991 | 0.5091 | 0.30916 | 0.32558 | 0.58726 | 0.30716 | 0 | 0 | 0 | 0 | 0 | 0 | 0 | 0 | 0 | 0 | 0 | 0 | 0 | 0 | 0 | 0 | 0 | 0 | 0 | 0 | 0 | 0 | 0 | 0 | 0 | 0 | 0 | 0 | 0 | 0 | 0 | 0 | 0 | 0 | 0 | 0.80176 | 0.91517 | 0.77193 | 0.45671 | 0.37688 | 0.40956 | 0.34401 | 0.3796 | 0.40109 | 0.41733 | 0.41116 | 0.43671 | 0.27998 | 0.36167 | 0.22704 | 0.20076 | 0.19567 | 0.35745 | 0.30526 | 0.37688 | 0.26601 | 0.39127 | 0.33922 | 0.33075 | 0.27507 | 0.29026 | 0.30496 | 0.21697 | 0.17319 | 0.18221 | 0.51545 | 0.44166 | 0.39446 | 0.31242 | 0.23337 | 0.26969 | 0.45278 | 0.52438 | 0.24627 | 0 | 0 | 0 | 0 | 0 | 0 | 0 | 0 | 0 | 0 | 0 | 0 | 0 | 0 | 0 | 0 | 0 | 0 | 0 | 0 | 0 | 0 | 0 | 0 | 0 | 0 | 0 | 0 | 0 | 0 | 0 | 0 | 0 | 0 | 0 | 0 | 0.37569 | 0.4708 | 0.41655 | 0.36754 | 0.57554 | 0.35901 | 0.41386 | 0.3919 | 0.51785 | 0.45635 | 0.42465 | 0.52037 | 0.36778 | 0.41023 | 0.33304 | 0.26689 | 0.64486 | 0.33443 | 0.47873 | 0.4506 | 0.44399 | 0.47318 | 0.34433 | 0 | 0 | 0 | 0 | 0 | 0 | 0 | 0 | 0 | 0 | 0 | 0 | 0 | 0 | 0 | 0 | 0 | 0 | 0 | 0 | 0 | 0 | 0 | 1.0497e-06 | 0.00087945 | 0.1153 | 0.0001981 | 0.13252 | 0.091954 | 0.20545 | 0.011091 | 0.030415 | 0.032773 | 0.15554 | 4.2226e-05 | 0.086151 | 0.14064 | 0.00034458 | 0.0002545 | 0 | 0.0013218 | 0.00079333 | 0.00065085 | 0.00084602 | 0.0010334 | 0.074949 | 0.02877 | 0.025519 | 0.00066166 | 0 | 0.21387 | 0.0036344 | 0.0032715 | 0 | 0 | 0 | 0 | 0 | 0 | 0 | 0 | 0 | 0 | 0 | 0 | 0 | 0 | 0 | 0 | 0 | 0 | 0 | 0 | 0 | 0 | 0 | 0 | 0 | 0 | 0 | 0 | 0 | 0 | 0 | 0.03291 | 0.02313 | 0.043208 | 0.014293 | 0.0022997 | 0 | 0 | 9.4043e-05 | 0.034391 | 0.028553 | 0.0036359 | 0.0054957 | 0 | 0 | 8.9295e-06 | 0.012002 | 0.043698 | 0.00062738 | 6.3866e-05 | 0.008143 | 1.5639e-05 | 0.00035292 | 0.064344 | 0.0073248 | 0.095697 | 0.12235 | 0.059748 | 0.093346 | 0.16447 | 7.9872e-07 | 0 | 0.035124 | 0.035117 | 0.035831 | 6.6106e-05 | 0.089467 | 0.024837 | 0.053042 | 0.00042789 | 0.034391 | 0.034295 | 0.024375 | 0.03599 | 0.036066 | 0.0028695 | 0.042685 | 0.024375 | 1.4722e-06 | 6.9951e-05 | 6.1901e-07 | 0.04171 | 0.006523 | 0 | 5.344e-05 | 0.034325 | 0.036091 | 0.026881 | 0.0060857 | 0.0005284 | 0.029606 | 0.048079 | 0 | 0 | 0 | 0 | 0 | 0 | 0 | 0 | 0 | 0 | 0 | 0 | 0 | 0 | 0 | 0 | 0 | 0 | 0 | 0 | 0 | 0 | 0 | 0 | 0 | 0 | 0 | 0 | 0 | 0 | 0 | 0 | 0 | 0 | 0 | 0 | 0 | 0 | 0 | 0 | 0 | 0 | 0 | 0 | 0 | 0 | 0 | 0 | 0 | 0 | 0 | 0 | 0 | 0 | 0 | 0 | 0 | 0 | 0 | 0 | 0 | 0.068801 | 0.065545 | 0.034932 | 0.067545 | 0.048284 | 0.027046 | 0.027141 | 0.00030449 | 0.022724 | 0.025443 | 0.027082 | 0.051438 | 0.025651 | 0.036916 | 0.01726 | 0.027503 | 0.0028983 | 0.016271 | 0.11712 | 0.055349 | 0.051043 | 0.036954 | 0.01726 | 0.017261 | 0.020188 | 0.060872 | 0.022427 | 0.026852 | 0.0086755 | 0.061094 | 0.03001 | 0.02107 | 0.01726 | 0.024356 | 0.075224 | 0.064868 | 0.033714 | 0.033714 | 0.073249 | 0.035799 | 0.075036 | 0.068103 | 0.048935 | 0.068817 | 0.087232 | 0.087895 | 0.066376 | 0.06868 | 0.10266 | 0.072552 | 0.11298 | 0.067051 | 0.16115 | 0.02699 | 0.017752 | 0.036954 | 0.02847 | 0.028683 | 0.030249 | 0.036954 | 0.02699 | 0.033968 | 0.067263 | 0.051351 | 0.036954 | 0.036954 | 0.073011 | 0.0005999 | 0.0036692 | 0.033692 | 0.0131 | 0.096544 | 0.10015 | 0.00038329 | 0.1256 | 0.073264 | 0.12094 | 0.036954 | 0.036954 | 0.00039462 | 0.026699 | 0.02699 | 0.018104 | 0.058197 | 0.075224 | 0.010877 | 0.069034 | 0.078843 | 0.10266 | 0.01726 | 0 | 0 | 0 | 0 | 0 | 0 | 0 | 0 | 0 | 0 | 0 | 0 | 0 | 0 | 0 | 0 | 0 | 0 | 0 | 0 | 0 | 0 | 0 | 0 | 0 | 0 | 0 | 0 | 0 | 0 | 0 | 0 | 0 | 0 | 0 | 0 | 0 | 0 | 0 | 0 | 0 | 0 | 0 | 0 | 0 | 0 | 0 | 0 | 0 | 0 | 0 | 0 | 0 | 0 | 0 | 0 | 0 | 0 | 0 | 0 | 0 | 0 | 0 | 0 | 0 | 0 | 0 | 0 | 0 | 0 | 0 | 0 | 0 | 0 | 0 | 0 | 0 | 0 | 0 | 0 | 0 | 0 | 0 | 0 | 0 | 0 | 0 | 0 | 0 | 0 | 0.42807 | 0.42875 | 0.47719 | 0.57135 | 0.44741 | 0.54721 | 0.45087 | 0.43261 | 0.53951 | 0.52073 | 0.48142 | 0.47947 | 0.29722 | 0.37851 | 0.30953 | 0.30251 | 0.50242 | 0.43995 | 0.36289 | 0.25983 | 0.39133 | 0.46599 | 0.51314 | 0.45488 | 0.45133 | 0.51519 | 0.52437 | 0.45116 | 0.50081 | 0.41492 | 0.45086 | 0.49018 | 0 | 0 | 0 | 0 | 0 | 0 | 0 | 0 | 0 | 0 | 0 | 0 | 0 | 0 | 0 | 0 | 0 | 0 | 0 | 0 | 0 | 0 | 0 | 0 | 0 | 0 | 0 | 0 | 0 | 0 | 0 | 0 | 0.99288 | 0.56116 | 0.58317 | 0.4723 | 0.38055 | 0.45989 | 0.41579 | 0.42298 | 0.35382 | 0.31029 | 0.54088 | 0.47536 | 0.4559 | 0.56256 | 0.52683 | 0.36837 | 0.34368 | 0.41721 | 0.43391 | 0.38997 | 0.44572 | 0.46091 | 0.43376 | 0.42607 | 0.69002 | 0.31831 | 0.47149 | 0.43689 | 0.4221 | 0 | 0 | 0 | 0 | 0 | 0 | 0 | 0 | 0 | 0 | 0 | 0 | 0 | 0 | 0 | 0 | 0 | 0 | 0 | 0 | 0 | 0 | 0 | 0 | 0 | 0 | 0 | 0 | 0.027352 | 0.01377 | 0.29134 | 0.02125 | 0.0015701 | 0.015913 | 0.076556 | 0.19164 | 0.017029 | 0.1517 | 0.1795 | 0.17384 | 0.029905 | 0.091735 | 0.04345 | 0.071057 | 0.056184 | 0.012116 | 0.105 | 0.18555 | 0.23072 | 0.21041 | 0 | 0 | 0 | 0 | 0 | 0 | 0 | 0 | 0 | 0 | 0 | 0 | 0 | 0 | 0 | 0 | 0 | 0 | 0 | 0 | 0 | 0 | 20
0.21365 | 0.05088 | 0.082434 | 0.10402 | 0.15086 | 0.037035 | 0.12801 | 0.099196 | 0.16358 | 0.049269 | 0.15098 | 0 | 0 | 0 | 0 | 0 | 0 | 0 | 0 | 0 | 0 | 0 | 0.26809 | 0.17187 | 0.15252 | 0.17808 | 0.1587 | 0.18891 | 0.032241 | 0.079055 | 0.23754 | 0.039711 | 0.1324 | 0.047571 | 0.052289 | 0.065012 | 0.045011 | 0.021225 | 0.031719 | 0.12207 | 0.037845 | 0.027729 | 0.11256 | 0.057127 | 0.033912 | 0.20714 | 0.044477 | 0.019574 | 0.1266 | 0.0657 | 0.053952 | 0.083486 | 0.23044 | 0.096715 | 0.10285 | 0.26317 | 0.18222 | 0.03027 | 0.14095 | 0.29856 | 0.17542 | 0.019813 | 0.021661 | 0.065012 | 0.045265 | 0.060871 | 0.11736 | 0.095271 | 0.15074 | 0.20428 | 0.076303 | 0.17878 | 0.21556 | 0.18169 | 0.071443 | 0.046724 | 0.13094 | 0.052739 | 0.033912 | 0.053952 | 0.053952 | 0.053952 | 0.019574 | 0.019574 | 0 | 0 | 0 | 0 | 0 | 0 | 0 | 0 | 0 | 0 | 0 | 0 | 0 | 0 | 0 | 0 | 0 | 0 | 0 | 0 | 0 | 0 | 0 | 0 | 0 | 0 | 0 | 0 | 0 | 0 | 0 | 0 | 0 | 0 | 0 | 0 | 0 | 0 | 0 | 0 | 0 | 0 | 0 | 0 | 0 | 0 | 0 | 0 | 0 | 0 | 0 | 0 | 0 | 0 | 0 | 0 | 0 | 0 | 0 | 0 | 0 | 0 | 0.38551 | 0.60615 | 0.22509 | 0.41639 | 0.26519 | 0.36977 | 0.47502 | 0.27437 | 0.2932 | 0.36118 | 0.28345 | 0.2947 | 0.25958 | 0.36891 | 0.25193 | 0 | 0 | 0 | 0 | 0 | 0 | 0 | 0 | 0 | 0 | 0 | 0 | 0 | 0 | 0 | 2.7608e-05 | 0 | 0 | 0 | 0 | 0 | 0 | 0 | 0 | 0 | 0 | 0 | 0 | 0 | 0 | 0 | 0 | 0 | 0 | 0 | 0 | 0 | 0 | 0 | 0 | 0 | 0 | 0 | 0 | 0 | 0 | 0 | 0 | 0 | 0 | 0 | 0 | 0 | 0 | 7.6296e-05 | 0 | 0.000172 | 1.3049e-06 | 0.0067915 | 0.0011459 | 0 | 0.00050588 | 0.029273 | 0.041265 | 0.038315 | 0.0059403 | 0.00023177 | 0 | 2.8779e-05 | 0 | 0 | 0 | 0.028519 | 0.024845 | 7.2708e-07 | 0.017013 | 0.020475 | 0 | 0 | 0 | 0 | 0 | 0 | 0 | 0 | 0 | 0 | 0 | 0 | 0 | 0 | 0 | 0 | 0 | 0 | 0 | 0 | 0 | 0 | 0 | 0 | 0 | 0.45599 | 0.3337 | 0.54594 | 0.45818 | 0.70692 | 0.74386 | 0.10626 | 0.23407 | 0.68054 | 0.59372 | 0.068505 | 0.25649 | 0.34269 | 0.33596 | 0.32169 | 0.32916 | 0.24032 | 0.65011 | 0.50983 | 0.53799 | 0.52089 | 0.56213 | 0.23633 | 0.31453 | 0.55646 | 0.54052 | 0.43977 | 0.41892 | 0.33385 | 0.32915 | 0.48602 | 0.31393 | 0.32896 | 0.5663 | 0.31606 | 0 | 0 | 0 | 0 | 0 | 0 | 0 | 0 | 0 | 0 | 0 | 0 | 0 | 0 | 0 | 0 | 0 | 0 | 0 | 0 | 0 | 0 | 0 | 0 | 0 | 0 | 0 | 0 | 0 | 0 | 0 | 0 | 0 | 0 | 0 | 0.95294 | 0.92461 | 0.90662 | 0.46214 | 0.38294 | 0.41681 | 0.34381 | 0.40528 | 0.41068 | 0.43747 | 0.43236 | 0.44501 | 0.28134 | 0.38178 | 0.24044 | 0.20596 | 0.1979 | 0.35063 | 0.29781 | 0.38294 | 0.29028 | 0.40763 | 0.36384 | 0.34015 | 0.28254 | 0.29858 | 0.3158 | 0.22795 | 0.18108 | 0.1943 | 0.52878 | 0.46118 | 0.41004 | 0.32502 | 0.25038 | 0.27726 | 0.46831 | 0.54378 | 0.25679 | 0 | 0 | 0 | 0 | 0 | 0 | 0 | 0 | 0 | 0 | 0 | 0 | 0 | 0 | 0 | 0 | 0 | 0 | 0 | 0 | 0 | 0 | 0 | 0 | 0 | 0 | 0 | 0 | 0 | 0 | 0 | 0 | 0 | 0 | 0 | 0 | 0.39118 | 0.50518 | 0.41153 | 0.37156 | 0.63137 | 0.32123 | 0.428 | 0.39591 | 0.54642 | 0.48937 | 0.42675 | 0.54917 | 0.32997 | 0.38874 | 0.31704 | 0.2528 | 0.69958 | 0.28644 | 0.50589 | 0.43081 | 0.47455 | 0.51632 | 0.2745 | 0 | 0 | 0 | 0 | 0 | 0 | 0 | 0 | 0 | 0 | 0 | 0 | 0 | 0 | 0 | 0 | 0 | 0 | 0 | 0 | 0 | 0 | 0 | 4.367e-07 | 0.00079302 | 0.098559 | 0 | 0.13009 | 0.09012 | 0.16738 | 0.01033 | 0.019983 | 0.031057 | 0.11876 | 0 | 0.084234 | 0.12462 | 0 | 0 | 0 | 0.00011623 | 7.3709e-05 | 0.00012829 | 8.1225e-05 | 5.0518e-05 | 0.072281 | 0.027212 | 0.024123 | 0.00012858 | 0 | 0.1487 | 0.00357 | 0.00073558 | 0 | 0 | 0 | 0 | 0 | 0 | 0 | 0 | 0 | 0 | 0 | 0 | 0 | 0 | 0 | 0 | 0 | 0 | 0 | 0 | 0 | 0 | 0 | 0 | 0 | 0 | 0 | 0 | 0 | 0 | 0 | 0.0034937 | 0.002566 | 0.011124 | 0.0063203 | 0.0033191 | 1.828e-05 | 0 | 0 | 0.020446 | 0.002416 | 0.00028173 | 0.00026018 | 5.0099e-06 | 0 | 0.00027599 | 0.047063 | 0.051526 | 0.036846 | 0.0028987 | 0.0085722 | 4.8084e-05 | 0.00022132 | 0.08631 | 0.048348 | 0.057209 | 0.073192 | 0.025967 | 0.053804 | 0.097015 | 3.8736e-07 | 0 | 0.0039467 | 0.0038958 | 0.0045339 | 3.206e-05 | 0.056097 | 0.012951 | 0.033104 | 0.027336 | 0.020446 | 0.020384 | 0.012804 | 0.0046759 | 0.0047669 | 0.00073354 | 0.010982 | 0.012804 | 0.0014019 | 0.0041809 | 2.2535e-06 | 0.0097923 | 0.00072918 | 1.2757e-07 | 2.7426e-05 | 0.020387 | 0.021864 | 0.013495 | 0.013152 | 0.033168 | 0.0084661 | 0.025263 | 0 | 0 | 0 | 0 | 0 | 0 | 0 | 0 | 0 | 0 | 0 | 0 | 0 | 0 | 0 | 0 | 0 | 0 | 0 | 0 | 0 | 0 | 0 | 0 | 0 | 0 | 0 | 0 | 0 | 0 | 0 | 0 | 0 | 0 | 0 | 0 | 0 | 0 | 0 | 0 | 0 | 0 | 0 | 0 | 0 | 0 | 0 | 0 | 0 | 0 | 0 | 0 | 0 | 0 | 0 | 0 | 0 | 0 | 0 | 0 | 0 | 0.079919 | 0.076177 | 0.040089 | 0.084886 | 0.059882 | 0.02203 | 0.022679 | 7.9456e-05 | 0.011194 | 0.0081498 | 0.0069389 | 0.042326 | 0.0036871 | 0.03264 | 0.011785 | 0.025294 | 0.0019624 | 0.009746 | 0.13484 | 0.070081 | 0.064498 | 0.040923 | 0.011785 | 0.011786 | 0.016731 | 0.044378 | 0.016501 | 0.021833 | 0.00061951 | 0.065609 | 0.022078 | 0.0089497 | 0.011785 | 0.01618 | 0.095281 | 0.081352 | 0.039587 | 0.039587 | 0.09263 | 0.034184 | 0.095028 | 0.079116 | 0.052386 | 0.079938 | 0.10379 | 0.10844 | 0.077131 | 0.07978 | 0.12377 | 0.091695 | 0.13342 | 0.077907 | 0.17256 | 0.021977 | 0.012182 | 0.040923 | 0.01708 | 0.022673 | 0.02488 | 0.040923 | 0.021977 | 0.039878 | 0.078151 | 0.065012 | 0.040923 | 0.040923 | 0.084596 | 0.00039094 | 0.00249 | 0.021584 | 0.00036437 | 0.11514 | 0.12052 | 0.00024281 | 0.14301 | 0.092651 | 0.1402 | 0.040923 | 0.040923 | 0.00024292 | 0.02155 | 0.021977 | 0.012466 | 0.065221 | 0.095281 | 0.0014513 | 0.080219 | 0.098853 | 0.12377 | 0.011785 | 0 | 0 | 0 | 0 | 0 | 0 | 0 | 0 | 0 | 0 | 0 | 0 | 0 | 0 | 0 | 0 | 0 | 0 | 0 | 0 | 0 | 0 | 0 | 0 | 0 | 0 | 0 | 0 | 0 | 0 | 0 | 0 | 0 | 0 | 0 | 0 | 0 | 0 | 0 | 0 | 0 | 0 | 0 | 0 | 0 | 0 | 0 | 0 | 0 | 0 | 0 | 0 | 0 | 0 | 0 | 0 | 0 | 0 | 0 | 0 | 0 | 0 | 0 | 0 | 0 | 0 | 0 | 0 | 0 | 0 | 0 | 0 | 0 | 0 | 0 | 0 | 0 | 0 | 0 | 0 | 0 | 0 | 0 | 0 | 0 | 0 | 0 | 0 | 0 | 0 | 0.38087 | 0.39061 | 0.43934 | 0.5651 | 0.41719 | 0.52595 | 0.41103 | 0.39366 | 0.53791 | 0.50924 | 0.49977 | 0.45516 | 0.28361 | 0.36017 | 0.291 | 0.29877 | 0.51739 | 0.47223 | 0.39294 | 0.30547 | 0.41589 | 0.49766 | 0.48735 | 0.4169 | 0.41603 | 0.48958 | 0.50911 | 0.41417 | 0.46645 | 0.38112 | 0.41094 | 0.46942 | 0 | 0 | 0 | 0 | 0 | 0 | 0 | 0 | 0 | 0 | 0 | 0 | 0 | 0 | 0 | 0 | 0 | 0 | 0 | 0 | 0 | 0 | 0 | 0 | 0 | 0 | 0 | 0 | 0 | 0 | 0 | 0 | 0.99606 | 0.6193 | 0.63565 | 0.52602 | 0.44354 | 0.50586 | 0.44651 | 0.46873 | 0.42231 | 0.38213 | 0.57249 | 0.50427 | 0.48584 | 0.59615 | 0.54985 | 0.42003 | 0.41072 | 0.46591 | 0.4965 | 0.41435 | 0.48467 | 0.5054 | 0.46989 | 0.47993 | 0.72529 | 0.36786 | 0.51299 | 0.46507 | 0.45433 | 0 | 0 | 0 | 0 | 0 | 0 | 0 | 0 | 0 | 0 | 0 | 0 | 0 | 0 | 0 | 0 | 0 | 0 | 0 | 0 | 0 | 0 | 0 | 0 | 0 | 0 | 0 | 0 | 0.030411 | 0.015267 | 0.21749 | 0.014258 | 0.0035939 | 0.019312 | 0.078182 | 0.18724 | 0.022279 | 0.15161 | 0.14617 | 0.16859 | 0.032982 | 0.072756 | 0.035934 | 0.055272 | 0.054794 | 0.017893 | 0.10016 | 0.13916 | 0.19134 | 0.17917 | 0 | 0 | 0 | 0 | 0 | 0 | 0 | 0 | 0 | 0 | 0 | 0 | 0 | 0 | 0 | 0 | 0 | 0 | 0 | 0 | 0 | 0 | 21
0.21692 | 0.072007 | 0.052034 | 0.088355 | 0.12089 | 0.037407 | 0.089109 | 0.066276 | 0.12021 | 0.03941 | 0.10396 | 0 | 0 | 0 | 0 | 0 | 0 | 0 | 0 | 0 | 0 | 0 | 0.25274 | 0.18631 | 0.16442 | 0.19021 | 0.1662 | 0.19114 | 0.051973 | 0.078948 | 0.2233 | 0.051056 | 0.12962 | 0.053958 | 0.05844 | 0.089941 | 0.069632 | 0.033365 | 0.038311 | 0.14149 | 0.04566 | 0.037884 | 0.10749 | 0.062369 | 0.042144 | 0.21742 | 0.046965 | 0.032267 | 0.13615 | 0.075383 | 0.060062 | 0.083907 | 0.23925 | 0.098213 | 0.10759 | 0.27223 | 0.19381 | 0.039635 | 0.1509 | 0.28004 | 0.18887 | 0.032432 | 0.033705 | 0.089941 | 0.059591 | 0.067235 | 0.12286 | 0.1029 | 0.15741 | 0.21156 | 0.076303 | 0.19104 | 0.22523 | 0.1941 | 0.068284 | 0.062722 | 0.13096 | 0.058978 | 0.042144 | 0.060062 | 0.060062 | 0.060062 | 0.032267 | 0.032267 | 0 | 0 | 0 | 0 | 0 | 0 | 0 | 0 | 0 | 0 | 0 | 0 | 0 | 0 | 0 | 0 | 0 | 0 | 0 | 0 | 0 | 0 | 0 | 0 | 0 | 0 | 0 | 0 | 0 | 0 | 0 | 0 | 0 | 0 | 0 | 0 | 0 | 0 | 0 | 0 | 0 | 0 | 0 | 0 | 0 | 0 | 0 | 0 | 0 | 0 | 0 | 0 | 0 | 0 | 0 | 0 | 0 | 0 | 0 | 0 | 0 | 0 | 0.39479 | 0.60729 | 0.20172 | 0.40241 | 0.25527 | 0.36337 | 0.49039 | 0.25321 | 0.28092 | 0.3679 | 0.27717 | 0.26463 | 0.24252 | 0.32407 | 0.24048 | 0 | 0 | 0 | 0 | 0 | 0 | 0 | 0 | 0 | 0 | 0 | 0 | 0 | 0 | 0 | 8.5181e-07 | 0 | 0 | 0 | 0 | 0 | 0 | 0 | 0 | 0 | 0 | 0 | 0 | 0 | 0 | 0 | 0 | 0 | 0 | 0 | 0 | 0 | 0 | 0 | 0 | 0 | 0 | 0 | 0 | 0 | 0 | 0 | 0 | 0 | 0 | 0 | 0 | 0 | 0 | 0.00015983 | 6.0481e-05 | 0.0003318 | 0.0003643 | 0.00065183 | 0.00051135 | 9.5223e-05 | 0.00043814 | 0.03512 | 0.020455 | 0.019425 | 0.0033381 | 0.00043747 | 0.00039345 | 0 | 0.00052496 | 0.00041319 | 9.5223e-05 | 0.0032555 | 0.0018622 | 0.00013039 | 0.0025699 | 0.024212 | 9.5223e-05 | 0 | 0 | 0 | 0 | 0 | 0 | 0 | 0 | 0 | 0 | 0 | 0 | 0 | 0 | 0 | 0 | 0 | 0 | 0 | 0 | 0 | 0 | 0 | 0 | 0.45074 | 0.31921 | 0.53854 | 0.44201 | 0.71123 | 0.7604 | 0.12425 | 0.24273 | 0.67359 | 0.58473 | 0.082064 | 0.24207 | 0.32771 | 0.32134 | 0.33154 | 0.32724 | 0.23789 | 0.64823 | 0.50131 | 0.52889 | 0.50932 | 0.55558 | 0.23436 | 0.31455 | 0.55968 | 0.53343 | 0.43381 | 0.40666 | 0.3196 | 0.31239 | 0.47791 | 0.30004 | 0.30978 | 0.56004 | 0.29956 | 0 | 0 | 0 | 0 | 0 | 0 | 0 | 0 | 0 | 0 | 0 | 0 | 0 | 0 | 0 | 0 | 0 | 0 | 0 | 0 | 0 | 0 | 0 | 0 | 0 | 0 | 0 | 0 | 0 | 0 | 0 | 0 | 0 | 0 | 0 | 1 | 0.9372 | 0.94776 | 0.46595 | 0.36879 | 0.40341 | 0.33616 | 0.40676 | 0.39782 | 0.43711 | 0.43198 | 0.4321 | 0.27022 | 0.38738 | 0.24612 | 0.19855 | 0.19358 | 0.34488 | 0.29106 | 0.36879 | 0.29272 | 0.41356 | 0.37049 | 0.3404 | 0.27793 | 0.29601 | 0.31661 | 0.22962 | 0.17746 | 0.19235 | 0.53699 | 0.46725 | 0.41596 | 0.31349 | 0.25911 | 0.26271 | 0.46026 | 0.55483 | 0.25684 | 0 | 0 | 0 | 0 | 0 | 0 | 0 | 0 | 0 | 0 | 0 | 0 | 0 | 0 | 0 | 0 | 0 | 0 | 0 | 0 | 0 | 0 | 0 | 0 | 0 | 0 | 0 | 0 | 0 | 0 | 0 | 0 | 0 | 0 | 0 | 0 | 0.41212 | 0.50853 | 0.42261 | 0.37511 | 0.62963 | 0.29927 | 0.44766 | 0.41086 | 0.57647 | 0.47994 | 0.44368 | 0.57613 | 0.29847 | 0.40083 | 0.32513 | 0.25697 | 0.70296 | 0.24288 | 0.53251 | 0.44362 | 0.49574 | 0.52206 | 0.22043 | 0 | 0 | 0 | 0 | 0 | 0 | 0 | 0 | 0 | 0 | 0 | 0 | 0 | 0 | 0 | 0 | 0 | 0 | 0 | 0 | 0 | 0 | 0 | 0.03388 | 0.0012377 | 0.091355 | 0 | 0.13658 | 0.10624 | 0.13366 | 0.012032 | 0.01136 | 0.036241 | 0.093516 | 0 | 0.088113 | 0.11456 | 0 | 0 | 0 | 3.4637e-05 | 1.9845e-05 | 0.00010508 | 7.2676e-05 | 4.1133e-05 | 0.077632 | 0.032082 | 0.028419 | 8.03e-05 | 6.7905e-07 | 0.1013 | 0.0037027 | 0 | 0 | 0 | 0 | 0 | 0 | 0 | 0 | 0 | 0 | 0 | 0 | 0 | 0 | 0 | 0 | 0 | 0 | 0 | 0 | 0 | 0 | 0 | 0 | 0 | 0 | 0 | 0 | 0 | 0 | 0 | 0 | 0.0013013 | 0.0010251 | 0.0027235 | 0.00054279 | 0.00485 | 0.00045368 | 0 | 9.4043e-05 | 0.010828 | 0.00036946 | 0.00023088 | 0.0003271 | 0.00031088 | 0 | 0.013384 | 0.066328 | 0.06422 | 0.060729 | 0.033093 | 0.010797 | 0.00020528 | 1.3626e-05 | 0.096554 | 0.063546 | 0.033167 | 0.042879 | 0.013626 | 0.030562 | 0.057098 | 1.7182e-07 | 8.1962e-05 | 0.001564 | 0.0015564 | 0.0016594 | 1.4221e-05 | 0.031317 | 0.0066897 | 0.030187 | 0.054836 | 0.010828 | 0.010793 | 0.0040537 | 0.0016823 | 0.0016967 | 0.00017993 | 0.0026965 | 0.0040537 | 0.027742 | 0.030736 | 0.025984 | 0.0025084 | 0.00029072 | 0.015677 | 0.00019216 | 0.010789 | 0.0096987 | 0.0046785 | 0.026747 | 0.059102 | 0.0028376 | 0.01315 | 0 | 0 | 0 | 0 | 0 | 0 | 0 | 0 | 0 | 0 | 0 | 0 | 0 | 0 | 0 | 0 | 0 | 0 | 0 | 0 | 0 | 0 | 0 | 0 | 0 | 0 | 0 | 0 | 0 | 0 | 0 | 0 | 0 | 0 | 0 | 0 | 0 | 0 | 0 | 0 | 0 | 0 | 0 | 0 | 0 | 0 | 0 | 0 | 0 | 0 | 0 | 0 | 0 | 0 | 0 | 0 | 0 | 0 | 0 | 0 | 0 | 0.11162 | 0.10695 | 0.062903 | 0.11749 | 0.084732 | 0.03365 | 0.035484 | 1.0972e-05 | 0.015137 | 0.0092282 | 0.0032141 | 0.05388 | 0.0023291 | 0.05031 | 0.026025 | 0.043291 | 0.0040774 | 0.020361 | 0.16229 | 0.096739 | 0.089419 | 0.065482 | 0.026025 | 0.026026 | 0.032309 | 0.047762 | 0.02622 | 0.033548 | 0.00012091 | 0.085583 | 0.035843 | 0.012598 | 0.026025 | 0.024286 | 0.13053 | 0.11326 | 0.061349 | 0.061349 | 0.12724 | 0.05008 | 0.13022 | 0.11062 | 0.074571 | 0.11164 | 0.13974 | 0.14566 | 0.10814 | 0.11144 | 0.16328 | 0.12608 | 0.16888 | 0.10911 | 0.18166 | 0.033656 | 0.026403 | 0.065482 | 0.021644 | 0.027522 | 0.032497 | 0.065482 | 0.033656 | 0.061712 | 0.10941 | 0.089941 | 0.065482 | 0.065482 | 0.11604 | 0.0005664 | 0.0052565 | 0.032105 | 0.00041394 | 0.15182 | 0.15946 | 0.00023541 | 0.1632 | 0.12726 | 0.16781 | 0.065482 | 0.065482 | 0.00023557 | 0.033133 | 0.033656 | 0.026675 | 0.09184 | 0.13053 | 0.0011714 | 0.11197 | 0.13461 | 0.16328 | 0.026025 | 0 | 0 | 0 | 0 | 0 | 0 | 0 | 0 | 0 | 0 | 0 | 0 | 0 | 0 | 0 | 0 | 0 | 0 | 0 | 0 | 0 | 0 | 0 | 0 | 0 | 0 | 0 | 0 | 0 | 0 | 0 | 0 | 0 | 0 | 0 | 0 | 0 | 0 | 0 | 0 | 0 | 0 | 0 | 0 | 0 | 0 | 0 | 0 | 0 | 0 | 0 | 0 | 0 | 0 | 0 | 0 | 0 | 0 | 0 | 0 | 0 | 0 | 0 | 0 | 0 | 0 | 0 | 0 | 0 | 0 | 0 | 0 | 0 | 0 | 0 | 0 | 0 | 0 | 0 | 0 | 0 | 0 | 0 | 0 | 0 | 0 | 0 | 0 | 0 | 0 | 0.34989 | 0.33948 | 0.39638 | 0.55702 | 0.37151 | 0.48295 | 0.35069 | 0.33491 | 0.50242 | 0.47 | 0.46922 | 0.42715 | 0.26595 | 0.31963 | 0.27658 | 0.26984 | 0.49541 | 0.45515 | 0.37186 | 0.30071 | 0.39847 | 0.50929 | 0.44523 | 0.35892 | 0.3624 | 0.44876 | 0.47028 | 0.35804 | 0.43928 | 0.33187 | 0.35048 | 0.43225 | 0 | 0 | 0 | 0 | 0 | 0 | 0 | 0 | 0 | 0 | 0 | 0 | 0 | 0 | 0 | 0 | 0 | 0 | 0 | 0 | 0 | 0 | 0 | 0 | 0 | 0 | 0 | 0 | 0 | 0 | 0 | 0 | 0.99906 | 0.6596 | 0.66707 | 0.56838 | 0.49514 | 0.5323 | 0.46707 | 0.50121 | 0.4765 | 0.43906 | 0.59417 | 0.53324 | 0.51356 | 0.63703 | 0.54789 | 0.44936 | 0.46061 | 0.49478 | 0.54888 | 0.42582 | 0.50966 | 0.53547 | 0.49606 | 0.52453 | 0.7278 | 0.39982 | 0.54022 | 0.47879 | 0.47089 | 0 | 0 | 0 | 0 | 0 | 0 | 0 | 0 | 0 | 0 | 0 | 0 | 0 | 0 | 0 | 0 | 0 | 0 | 0 | 0 | 0 | 0 | 0 | 0 | 0 | 0 | 0 | 0 | 0.046137 | 0.044691 | 0.17311 | 0.010448 | 0.0071233 | 0.028134 | 0.097297 | 0.19914 | 0.032832 | 0.16341 | 0.12189 | 0.17613 | 0.049393 | 0.062248 | 0.037583 | 0.053888 | 0.082721 | 0.030239 | 0.11208 | 0.1119 | 0.16201 | 0.15688 | 0 | 0 | 0 | 0 | 0 | 0 | 0 | 0 | 0 | 0 | 0 | 0 | 0 | 0 | 0 | 0 | 0 | 0 | 0 | 0 | 0 | 0 | 22
0.21058 | 0.10222 | 0.011551 | 0.070069 | 0.08598 | 0.04628 | 0.044282 | 0.04467 | 0.075297 | 0.036988 | 0.059444 | 0 | 0 | 0 | 0 | 0 | 0 | 0 | 0 | 0 | 0 | 0 | 0.25565 | 0.1968 | 0.17585 | 0.20015 | 0.16463 | 0.18065 | 0.11821 | 0.096185 | 0.21882 | 0.087216 | 0.15549 | 0.087539 | 0.086885 | 0.13497 | 0.13895 | 0.087782 | 0.094982 | 0.16715 | 0.078285 | 0.080802 | 0.12621 | 0.087427 | 0.076272 | 0.21926 | 0.099826 | 0.086777 | 0.14916 | 0.10384 | 0.086529 | 0.1084 | 0.24551 | 0.10463 | 0.1051 | 0.27511 | 0.20394 | 0.07894 | 0.16095 | 0.27755 | 0.20029 | 0.086601 | 0.085247 | 0.13497 | 0.097697 | 0.092199 | 0.13328 | 0.12039 | 0.16299 | 0.21883 | 0.092851 | 0.2013 | 0.23258 | 0.20497 | 0.090643 | 0.10334 | 0.14352 | 0.085908 | 0.076272 | 0.086529 | 0.086529 | 0.086529 | 0.086777 | 0.086777 | 0 | 0 | 0 | 0 | 0 | 0 | 0 | 0 | 0 | 0 | 0 | 0 | 0 | 0 | 0 | 0 | 0 | 0 | 0 | 0 | 0 | 0 | 0 | 0 | 0 | 0 | 0 | 0 | 0 | 0 | 0 | 0 | 0 | 0 | 0 | 0 | 0 | 0 | 0 | 0 | 0 | 0 | 0 | 0 | 0 | 0 | 0 | 0 | 0 | 0 | 0 | 0 | 0 | 0 | 0 | 0 | 0 | 0 | 0 | 0 | 0 | 0 | 0.41012 | 0.60087 | 0.20676 | 0.41792 | 0.27025 | 0.38151 | 0.49783 | 0.25466 | 0.30545 | 0.39073 | 0.28897 | 0.25975 | 0.23852 | 0.31474 | 0.26362 | 0 | 0 | 0 | 0 | 0 | 0 | 0 | 0 | 0 | 0 | 0 | 0 | 0 | 0 | 0 | 0 | 0 | 0 | 0 | 0 | 0 | 0 | 0 | 0 | 0 | 0 | 0 | 0 | 0 | 0 | 0 | 0 | 0 | 0 | 0 | 0 | 0 | 0 | 0 | 0 | 0 | 0 | 0 | 0 | 0 | 0 | 0 | 0 | 0 | 0 | 0 | 0 | 0 | 0 | 0.0020743 | 0.00079128 | 0.00047017 | 0.0013189 | 0.00074102 | 0.00053645 | 0.00077683 | 0.0010289 | 0.0087564 | 0.0027181 | 0.0026079 | 0.00090218 | 0.00059477 | 0.0015815 | 0 | 0.0021186 | 0.0017696 | 0.00077683 | 0.00055157 | 0.00067453 | 0.00088099 | 0.00072541 | 8.8953e-05 | 0.00077683 | 0 | 0 | 0 | 0 | 0 | 0 | 0 | 0 | 0 | 0 | 0 | 0 | 0 | 0 | 0 | 0 | 0 | 0 | 0 | 0 | 0 | 0 | 0 | 0 | 0.44767 | 0.32814 | 0.52471 | 0.43647 | 0.67971 | 0.74025 | 0.12809 | 0.22836 | 0.63368 | 0.53869 | 0.072914 | 0.21486 | 0.33508 | 0.32125 | 0.28227 | 0.27719 | 0.16798 | 0.61916 | 0.48234 | 0.50765 | 0.49679 | 0.53476 | 0.16563 | 0.27055 | 0.54726 | 0.49783 | 0.41604 | 0.3948 | 0.31575 | 0.31766 | 0.46071 | 0.29386 | 0.28192 | 0.53888 | 0.24298 | 0 | 0 | 0 | 0 | 0 | 0 | 0 | 0 | 0 | 0 | 0 | 0 | 0 | 0 | 0 | 0 | 0 | 0 | 0 | 0 | 0 | 0 | 0 | 0 | 0 | 0 | 0 | 0 | 0 | 0 | 0 | 0 | 0 | 0 | 0 | 1 | 0.9435 | 0.94707 | 0.45976 | 0.36071 | 0.39739 | 0.33747 | 0.39046 | 0.38357 | 0.41951 | 0.41375 | 0.42588 | 0.26284 | 0.38331 | 0.25493 | 0.18405 | 0.18331 | 0.34522 | 0.28639 | 0.36071 | 0.27717 | 0.40763 | 0.36529 | 0.35076 | 0.28724 | 0.30868 | 0.3297 | 0.23905 | 0.16274 | 0.17639 | 0.52434 | 0.45691 | 0.41006 | 0.29434 | 0.26456 | 0.24492 | 0.44471 | 0.54356 | 0.2673 | 0 | 0 | 0 | 0 | 0 | 0 | 0 | 0 | 0 | 0 | 0 | 0 | 0 | 0 | 0 | 0 | 0 | 0 | 0 | 0 | 0 | 0 | 0 | 0 | 0 | 0 | 0 | 0 | 0 | 0 | 0 | 0 | 0 | 0 | 0 | 0 | 0.42479 | 0.49955 | 0.39271 | 0.33679 | 0.60381 | 0.25976 | 0.42858 | 0.39985 | 0.58028 | 0.45265 | 0.42236 | 0.57263 | 0.25525 | 0.37265 | 0.29356 | 0.22682 | 0.6843 | 0.19454 | 0.53041 | 0.42094 | 0.4805 | 0.502 | 0.16242 | 0 | 0 | 0 | 0 | 0 | 0 | 0 | 0 | 0 | 0 | 0 | 0 | 0 | 0 | 0 | 0 | 0 | 0 | 0 | 0 | 0 | 0 | 0 | 0.049156 | 0.0017453 | 0.091317 | 0 | 0.14565 | 0.119 | 0.10208 | 0.014826 | 0.0015733 | 0.044433 | 0.077141 | 0 | 0.10411 | 0.11307 | 0 | 0 | 0 | 0.00053595 | 0.00030707 | 0.00033412 | 0.0074396 | 0.00055774 | 0.088237 | 0.039667 | 0.035122 | 0.00030663 | 2.5709e-06 | 0.068309 | 0.036306 | 0 | 0 | 0 | 0 | 0 | 0 | 0 | 0 | 0 | 0 | 0 | 0 | 0 | 0 | 0 | 0 | 0 | 0 | 0 | 0 | 0 | 0 | 0 | 0 | 0 | 0 | 0 | 0 | 0 | 0 | 0 | 0 | 1.8851e-06 | 1.9899e-05 | 0.0010995 | 0.00020401 | 0.04583 | 0.032154 | 5.8297e-05 | 0.00091321 | 0.00017979 | 8.3437e-08 | 0.0016819 | 0.0034271 | 0.010822 | 5.8297e-05 | 0.039361 | 0.067197 | 0.055424 | 0.093506 | 0.060786 | 0.030199 | 0.043627 | 3.6148e-07 | 0.091004 | 0.05996 | 5.4792e-05 | 5.1864e-07 | 0.010781 | 0.0005922 | 0.034167 | 0 | 0.014234 | 2.9822e-06 | 0 | 9.7054e-05 | 0 | 4.4416e-06 | 0.00055384 | 0.037126 | 0.076228 | 0.00017979 | 0.00017903 | 0 | 0.00011865 | 0.00013268 | 7.2286e-05 | 0.0010804 | 0 | 0.046273 | 0.052537 | 0.045175 | 0.0008969 | 4.7459e-05 | 0.03395 | 0.027345 | 0.00017852 | 0.00016339 | 0 | 0.059267 | 0.085514 | 0 | 0.0010159 | 0 | 0 | 0 | 0 | 0 | 0 | 0 | 0 | 0 | 0 | 0 | 0 | 0 | 0 | 0 | 0 | 0 | 0 | 0 | 0 | 0 | 0 | 0 | 0 | 0 | 0 | 0 | 0 | 0 | 0 | 0 | 0 | 0 | 0 | 0 | 0 | 0 | 0 | 0 | 0 | 0 | 0 | 0 | 0 | 0 | 0 | 0 | 0 | 0 | 0 | 0 | 0 | 0 | 0 | 0 | 0 | 0 | 0 | 0 | 0 | 0 | 0.15458 | 0.15043 | 0.12109 | 0.17457 | 0.13599 | 0.058559 | 0.065114 | 0.00023119 | 0.025223 | 0.014383 | 0.0042835 | 0.11434 | 0.0034735 | 0.11482 | 0.078265 | 0.1035 | 0.026233 | 0.0605 | 0.18168 | 0.14375 | 0.13507 | 0.13976 | 0.078265 | 0.078266 | 0.083883 | 0.098474 | 0.071504 | 0.058939 | 0.0048853 | 0.11645 | 0.092215 | 0.021856 | 0.078265 | 0.042283 | 0.18739 | 0.16831 | 0.10984 | 0.10984 | 0.1837 | 0.078867 | 0.18704 | 0.15369 | 0.109 | 0.15461 | 0.17804 | 0.19214 | 0.15149 | 0.15443 | 0.19768 | 0.1824 | 0.19792 | 0.15235 | 0.18145 | 0.058661 | 0.078803 | 0.13976 | 0.03377 | 0.036834 | 0.050454 | 0.13976 | 0.058661 | 0.11017 | 0.15262 | 0.13497 | 0.13976 | 0.13976 | 0.15859 | 0.017909 | 0.029029 | 0.087441 | 0.032839 | 0.18695 | 0.19449 | 0.017125 | 0.18561 | 0.18373 | 0.19543 | 0.13976 | 0.13976 | 0.017139 | 0.058369 | 0.058661 | 0.079189 | 0.13024 | 0.18739 | 0.0087294 | 0.15488 | 0.18808 | 0.19768 | 0.078265 | 0 | 0 | 0 | 0 | 0 | 0 | 0 | 0 | 0 | 0 | 0 | 0 | 0 | 0 | 0 | 0 | 0 | 0 | 0 | 0 | 0 | 0 | 0 | 0 | 0 | 0 | 0 | 0 | 0 | 0 | 0 | 0 | 0 | 0 | 0 | 0 | 0 | 0 | 0 | 0 | 0 | 0 | 0 | 0 | 0 | 0 | 0 | 0 | 0 | 0 | 0 | 0 | 0 | 0 | 0 | 0 | 0 | 0 | 0 | 0 | 0 | 0 | 0 | 0 | 0 | 0 | 0 | 0 | 0 | 0 | 0 | 0 | 0 | 0 | 0 | 0 | 0 | 0 | 0 | 0 | 0 | 0 | 0 | 0 | 0 | 0 | 0 | 0 | 0 | 0 | 0.30592 | 0.27485 | 0.3422 | 0.55116 | 0.30064 | 0.41532 | 0.28533 | 0.27008 | 0.45153 | 0.37928 | 0.38951 | 0.34996 | 0.22746 | 0.2571 | 0.25025 | 0.22182 | 0.43443 | 0.39774 | 0.31468 | 0.26632 | 0.33937 | 0.4891 | 0.39229 | 0.2937 | 0.2943 | 0.39664 | 0.38341 | 0.29096 | 0.40802 | 0.26631 | 0.28517 | 0.35044 | 0 | 0 | 0 | 0 | 0 | 0 | 0 | 0 | 0 | 0 | 0 | 0 | 0 | 0 | 0 | 0 | 0 | 0 | 0 | 0 | 0 | 0 | 0 | 0 | 0 | 0 | 0 | 0 | 0 | 0 | 0 | 0 | 0.99982 | 0.67258 | 0.672 | 0.58826 | 0.51406 | 0.51546 | 0.46906 | 0.50288 | 0.49382 | 0.46267 | 0.59264 | 0.55962 | 0.53546 | 0.68147 | 0.52756 | 0.44626 | 0.47564 | 0.47988 | 0.58143 | 0.42009 | 0.49941 | 0.52459 | 0.5134 | 0.54451 | 0.70545 | 0.40369 | 0.52549 | 0.47407 | 0.488 | 0 | 0 | 0 | 0 | 0 | 0 | 0 | 0 | 0 | 0 | 0 | 0 | 0 | 0 | 0 | 0 | 0 | 0 | 0 | 0 | 0 | 0 | 0 | 0 | 0 | 0 | 0 | 0 | 0.066277 | 0.064178 | 0.13482 | 0.0085418 | 0.01077 | 0.042288 | 0.12214 | 0.20802 | 0.043855 | 0.17661 | 0.092593 | 0.17942 | 0.070036 | 0.045944 | 0.040562 | 0.05112 | 0.095977 | 0.042624 | 0.13436 | 0.083964 | 0.1249 | 0.12834 | 0 | 0 | 0 | 0 | 0 | 0 | 0 | 0 | 0 | 0 | 0 | 0 | 0 | 0 | 0 | 0 | 0 | 0 | 0 | 0 | 0 | 0 | 23

## Tabelle2
| 0 | 1 | 2 | 3 | 4 | 5 | 6 | 7 | 8 | 9 | 10 | 11 | 12 | 13
0 | 0.010731 | 0.11727 | 0.5081 | 2.8978e-05 | 8.3237e-05 | 0.21994 | 0.36483 | 0.17465 | 0.0015068 | 0.00023247 | 0.05782 | 0.37471 | 0.48725 | 0.0011027
1 | 0.019787 | 0.1614 | 0.5126 | 3.7059e-06 | 0.00014291 | 0.27353 | 0.41562 | 0.21817 | 0.0019757 | 0.00099283 | 0.082312 | 0.42758 | 0.49976 | 0.0024042
2 | 0.027292 | 0.20256 | 0.51395 | 6.2012e-05 | 0.00022042 | 0.30746 | 0.44132 | 0.23826 | 0.0022923 | 0.00201 | 0.094061 | 0.43867 | 0.50343 | 0.0057554
3 | 0.026477 | 0.21259 | 0.51545 | 9.1202e-05 | 0.00030965 | 0.32991 | 0.44905 | 0.25607 | 0.0029349 | 0.0024501 | 0.094069 | 0.45025 | 0.49744 | 0.0059816
4 | 0.027939 | 0.21444 | 0.5161 | 5.7495e-05 | 0.00049226 | 0.3526 | 0.44827 | 0.28529 | 0.0028876 | 0.0047192 | 0.10126 | 0.45741 | 0.48027 | 0.0072495
5 | 0.034362 | 0.2196 | 0.51596 | 0 | 0.0014542 | 0.36804 | 0.41081 | 0.30225 | 0.0023693 | 0.0090676 | 0.11515 | 0.46178 | 0.45669 | 0.011944
6 | 0.065964 | 0.161 | 0.51083 | 1.7009e-08 | 0.0020887 | 0.35663 | 0.36226 | 0.35016 | 0.0060224 | 0.019081 | 0.082622 | 0.46189 | 0.43071 | 0.023723
7 | 0.10556 | 0.20859 | 0.51313 | 9.2951e-09 | 0.00604 | 0.38605 | 0.33478 | 0.37862 | 0.0080313 | 0.024497 | 0.12228 | 0.46753 | 0.44568 | 0.037068
8 | 0.17776 | 0.22514 | 0.51225 | 0.020931 | 0.011711 | 0.3775 | 0.30704 | 0.39384 | 0.22656 | 0.030731 | 0.15037 | 0.47539 | 0.44565 | 0.20329
9 | 0.2287 | 0.22324 | 0.73121 | 0.12363 | 0.11007 | 0.36718 | 0.4067 | 0.44818 | 0.29559 | 0.12134 | 0.17579 | 0.47133 | 0.75332 | 0.23037
10 | 0.24784 | 0.20638 | 0.77639 | 0.14181 | 0.13499 | 0.33497 | 0.44005 | 0.40064 | 0.33013 | 0.15547 | 0.18693 | 0.46536 | 0.77634 | 0.24789
11 | 0.26642 | 0.1781 | 0.77049 | 0.15947 | 0.13618 | 0.28524 | 0.44691 | 0.34407 | 0.32366 | 0.16352 | 0.17893 | 0.45228 | 0.76598 | 0.2388
12 | 0.20308 | 0.12164 | 0.69205 | 0.12952 | 0.11239 | 0.17499 | 0.44294 | 0.26616 | 0.26158 | 0.15305 | 0.11438 | 0.33152 | 0.66106 | 0.20023
13 | 0.23487 | 0.13624 | 0.62951 | 0.037341 | 0.081469 | 0.22736 | 0.39638 | 0.26699 | 0.18513 | 0.11376 | 0.11683 | 0.38526 | 0.60752 | 0.15819
14 | 0.21265 | 0.11082 | 0.38626 | 0.015768 | 0.045236 | 0.2016 | 0.28906 | 0.23906 | 0.070625 | 0.069697 | 0.086743 | 0.36082 | 0.36881 | 0.082609
15 | 0.16189 | 0.087734 | 0.32407 | 0.0012302 | 0.023587 | 0.1661 | 0.21173 | 0.20333 | 0.0064532 | 0.040311 | 0.058632 | 0.33266 | 0.33047 | 0.040125
16 | 0.13616 | 0.078442 | 0.27903 | 4.2835e-06 | 0.020597 | 0.14939 | 0.19418 | 0.18084 | 0.0091472 | 0.035778 | 0.042997 | 0.30474 | 0.316 | 0.040082
17 | 0.11935 | 0.068364 | 0.24812 | 5.3857e-06 | 0.0098462 | 0.13136 | 0.18087 | 0.1689 | 0.016667 | 0.032309 | 0.034417 | 0.27594 | 0.31017 | 0.044694
18 | 0.10543 | 0.059509 | 0.1798 | 1.5925e-05 | 0.020703 | 0.13105 | 0.18035 | 0.14541 | 0.031952 | 0.041297 | 0.029644 | 0.14625 | 0.21623 | 0.054626
19 | 0.10129 | 0.060783 | 0.19178 | 8.1441e-06 | 0.0092953 | 0.17557 | 0.19547 | 0.18909 | 0.030949 | 0.024186 | 0.033033 | 0.19341 | 0.22983 | 0.059221
20 | 0.072198 | 0.049765 | 0.19561 | 4.2871e-06 | 0.0083797 | 0.21249 | 0.19449 | 0.21387 | 0.022277 | 0.013107 | 0.023574 | 0.22315 | 0.23812 | 0.049945
21 | 0.055905 | 0.051485 | 0.17691 | 6.9021e-07 | 0.0044708 | 0.21022 | 0.20378 | 0.21618 | 0.018904 | 0.0083686 | 0.025328 | 0.21597 | 0.26013 | 0.043952
22 | 0.045754 | 0.055334 | 0.17125 | 2.1295e-08 | 0.0023946 | 0.20746 | 0.204 | 0.2179 | 0.01807 | 0.0082236 | 0.035013 | 0.19863 | 0.27533 | 0.044529
23 | 0.035789 | 0.067738 | 0.17592 | 0 | 0.00069296 | 0.19631 | 0.20127 | 0.20646 | 0.018709 | 0.0095531 | 0.054792 | 0.16993 | 0.27841 | 0.044712